## ReadMe
EINSTEIN Report Master V2.0 – last update 06.11.2012					EN	EN	BG	CAT	CZ	DE	ES	FR	IT	PL	SI	SK

Expert-system for an INtelligent Supply of Thermal Energy in INdustry
				0
				0
Generation of Standard Audit Report					0
				0
	Select language:			EN					0
				0
				0
				0
				0
				0
				0
				0
				0
				Supported by Intelligent Energy Europe (IEE)					0
				Contracts no:					0
				IEE/09/702/SI2.558239 (EINSTEIN-II)					0
				EIE/07/210/S12.466708 (EINSTEIN)					0
				0
				0
				0
				0
				0
				0
				0

## Title
				EN	EN	BG	CAT	CZ	DE	ES	FR	IT	PL	SI	SK

Expert-system for an INtelligent Supply of Thermal Energy in Industry					Expert-system for an INtelligent Supply of Thermal Energy in Industry	Expert-system for an INtelligent Supply of Thermal Energy in Industry	Експертна система за интелигентна доставка на топлинна енергия в промишлеността		Expertní systém pro inteligentní dodávku tepelné energie v průmyslu	Expert-system for an INtelligent Supply of Thermal Energy in Industry	Expert-system for an INtelligent Supply of Thermal Energy in Industry (Sistema experto para el suministro inteligente de energía térmica en la industria)	Système expert pour une fourniture intelligente de l´énergie thermique dans l´industrie et autres applications à grande échelle	Expert-system for an INtelligent Supply of Thermal Energy in Industry	System ekspercki dla inteligentnych rozwiązań z zakresu zaopatrzenia w energię cieplną zakładów przemysłowych	Expert-system for an INtelligent Supply of Thermal Energy in Industry	Expertný systém pre inteligentnú dodávku tepelnej energie v priemysle
				0
				0
				0
				0
				0
				0
Audit Report					Audit Report	Audit Report	Доклад от Одита		Audit Report	Audit-Bericht	Informe de auditoría	Rapport d'audit	Resoconto dell'audit	Raport z audytu	Audit Report	Audítorská správa
				for the company					for the company	for the company	за компанията		for the company	für die Firma	para la empresa	pour l'entreprise	per l'azienda	dla przedsiębiorstwa	for the company	spoločnosti
company, city, country					0					spoločnosť, mesto, krajina
				0
				0
				0
				0
				0
				0
				0
				0
				0
				0
				0
				0
				0
				0
				0
				Supported by Intelligent Energy Europe (IEE)					Supported by Intelligent Energy Europe (IEE)	Supported by Intelligent Energy Europe (IEE)	С подкрепата на "Интелигентна енергия - Европа" (IEE)		Supported by Intelligent Energy Europe (IEE)	Unterstützt von Intelligent Energy Europe (IEE)	Con el apoyo de Intelligent Energy Europe (IEE)	Financé par Intelligent Energy Europe (IEE)	Co-finanziato da Intelligent Energy Europe (IEE)	Wspierany przez Intelligent Energy Europe (IEE)	Supported by Intelligent Energy Europe (IEE)	Podporované zdrojmi Intelligent Energy Europe (IEE)
				Contracts no:					Contracts no:	Contracts no:	Договори №:		Contracts no:	Vertragsnr.:	Ref. contrato:	Contrats	Contratto n.: EIE/07/210/S12.466708	Kontrakt nr: EIE/07/210/S12.466708	Contract no: EIE/07/210/S12.466708	Čísla kontraktov:
				IEE/09/702/SI2.558239 (EINSTEIN-II)					0
				EIE/07/210/S12.466708 (EINSTEIN)					0
				0
				0
				0
				0
				0
				0
				0

## Index
	company, city, country					EN	EN	BG	CAT	CZ	DE	ES	FR	IT	PL	SI	SK
	Index					Index	Index			Index	Inhaltsverzeichnis	Índice	Index	Indice			Index
				0
				0
	Summary					Summary	Summary	Резюме		Shrnutí	Zusammenfassung	Resumen	Résumé	Indice sintetico	Podsumowanie	Povzetek	Zhrnutie
				0
1	Data used for the Analysis					Data used for the Analysis	Data used for the Analysis	Информация използвана за анализа		Údaje použité v analýze	Für die Analyse verwendete Daten	Datos utilizados para el análisis	Données utilisées pour l'analyse	Dati usati per l'analisi	Dane zastosowane w analizie	Uporabljeni podatki za analizo	Údaje použité v analýze
				0
	1.0	Description of the Company					Popis spoločnosti
	1.1	Data Supplied by the Company					Data Supplied by the Company	Data Supplied by the Company	Информация доставена от компанията		Data poskytnutá společností	Vom Unternehmen zur Verfügung gestellte Daten	Datos proporcionados por la empresa	Données fournies par l'entreprise	Dati forniti dall'azienda	Dane dostarczone przez Przedsiębiorstwo	Pridobljeni podatki iz podjetja	Dáta poskytnuté spoločnosťou
	1.2	Estimations and Hypothesis made by the Auditor					Estimations and Hypothesis made by the Auditor	Estimations and Hypothesis made by the Auditor	Оценки и хипотези направени от одитора		Odhady a hypotézy autora	Schätzungen und Hypothesen des/der AuditorIn	Estimaciones e hipótesis del auditor	Estimations et hypothèses effectuées par l'auditeur	Stime e ipotesi fatte dall'analista	Oceny i Hipotezy Audytora	Avtorjeve ocene in hipoteze	Odhady a hypotézy autora
	1.3	Modelling					Vytvorenie modelu
				0
2	Energy consumption in the present state					Energy consumption in the present state	Energy consumption in the present state	Текуща консумация на енергия		Spotřeba energie v současném stavu	Energieverbrauch im Ist-Zustand	Consumo de energía en la actualidad	Consommation d'énergie actuelle	Consumo di energia nella situazione attuale	Zużycie energii w obecnym stanie	Dejanska raba energije	Spotreba energie v súčasnom stave
				0
	2.1	Fuel and Electricity Consumption					Fuel and Electricity Consumption	Fuel and Electricity Consumption	Консумация на гориво и електричество		Spotřeba paliva a energie	Brennstoff- und Stromverbrauch	Consumo de combustibles y electricidad	Consommation de combustibles et d'électricité	Consumo di combustibile e di elettricità	Zużycie paliwa i energii elektrycznej	Raba goriva in električne energije	Spotreba paliva a energie
	2.2	Heat and Cooling Supply					Heat and Cooling Supply	Heat and Cooling Supply	Топлоснабдяване и охлаждане		Dodávka tepla a chladu	Wärme- und Kälteversorgung	Suministro de calor y frío	Fourniture de chaleur et de refroidissement	Fornitura di calore e freddo	Zaopatrzenie w ciepło i zimno	Dobava toplote in hladu	Dodávka tepla a chladenie
	2.3	Process Heat and Cooling Demand					Process Heat and Cooling Demand	Process Heat and Cooling Demand	Топлинна енергия и охадителни нужди		Poptávka po procesním teplu a chladu	Bedarf an Prozesswärme und -kälte	Demanda de calor y frío para procesos	Demande de chaleur et de refroidissement du processus	Domanda di calore e freddo di processo	Zapotrzebowanie na ciepło technologiczne i zimno	Potreba po procesni toploti in hladu	Dopyt po procesnom teple a chladení
	2.4	Comparison with Benchmark Reference Data					Comparison with Benchmark Reference Data	Comparison with Benchmark Reference Data	Benchmark - сравнителен анализ		Srovnání s referenčními údaji	Vergleich mit Benchmark-Referenzdaten	Comparación con los datos de referencia (benchmarks)	Comparaison avec les données de référence	Raffronto con i dati di riferimento	Porównanie z Danymi Odniesienia Benchmarku	Primerjava z referenčnimi primerjalnimi podatki	Porovnanie s referenčnými údajmi
				0
3	Description of Alternatives Proposed					Description of Alternatives Proposed	Description of Alternatives Proposed	Описание на предложените алтернативи		Description of Alternatives Proposed	Beschreibung der Alternativvorschläge	Descripción de las alternativas propuestas	Description des alternatives proposées	Descrizione delle alternative proposte	Description of Alternatives Proposed	Description of Alternatives Proposed	Popis navrhovaných alternatív
				0
		Overview Table					Overview Table	Overview Table	Преглед на таблица		Přehledová tabulka	Überblickstabelle	Tabla resumen	Tableau d'aperçu	Tabella riepilogativa	Przegląd tabeli	Preglednica povzetkov	Prehľadová tabuľka
	3.1	Alternative 1					<Alternative 1>	<Alternative 1>	<Алтернатива 1>		<Alternativa 1>	<Alternative 1>	<Alternativa 1>	<Alternative 1>	Alternativa 1	<Alternatywa 1>	<Alternativa 1>	<Alternatíva 1>
	3.2	0					<Alternative 2>	<Alternative 2>	<Алтернатива 2>		<Alternativa 2>	<Alternative 2>	<Alternativa 2>	<Alternative 2>	Alternativa 2	<Alternatywa 2>	<Alternativa 2>	<Alternatíva 2>
	3.3	0					<Alternative 3>	<Alternative 3>	<Алтернатива 3>		<Alternativa 3>	<Alternative 3>	<Alternativa 3>	<Alternative 3>	Alternativa 3	<Alternatywa 3>	<Alternativa 3>	<Alternatíva 3>
	3.4	0					<Alternative 4>	<Alternative 4>	<Алтернатива 4>		<Alternativa 4>	<Alternative 4>	<Alternativa 4>	<Alternative 4>	Alternativa 4	<Alternatywa 4>	<Alternativa 4>	<Alternatíva 4>
	3.5	0					<Alternative 5>	<Alternative 5>	<Алтернатива 5>		<Alternativa 5>	<Alternative 5>	<Alternativa 5>	<Alternative 5>	Alternativa 5	<Alternatywa 5>	<Alternativa 5>	<Alternatíva 5>
				0
4	Comparative Study of the Proposed Alternatives					Comparative Study of the Proposed Alternatives	Comparative Study of the Proposed Alternatives	Сравнително изучаване на предложените алтернативи		Komparativní studie navrhovaných alternativ	Vergleichsstudie der Alternativvorschläge	Estudio comparativo de las alternativas propuestas	Étude comparative des alternatives proposées	Analisi comparativa delle alternative proposte	Comparative Study of the Proposed Alternatives	Comparative Study of the Proposed Alternatives	Porovnávacia štúdia navrhovaných alternatív
				0
	4.1	Primary Energy Consumption					Primary Energy Consumption	Primary Energy Consumption	Консумация на първична енергия		Spotřeba primárních energií	Primärenergieverbrauch	Consumo de energía primaria	Consommation d'énergie primaire	Consumo di energia primaria	Pierwotne zużycie energii	Primarna raba energije	Spotreba primárnej energie
	4.2	Useful Process Heat (UPH) and Useful Supply Heat (USH)					Useful Process Heat (UPH) and Useful Supply Heat (USH)	Useful Process Heat (UPH) and Useful Supply Heat (USH)	Полезна работна топлина и полезна доставна топлина		Využitelné procesní teplo (UPH) a využitelné teplo dodávek (USH)	Prozessnutzwärme (UPH) und Nutzwärme (USH)	Calor útil para procesos (UPH) y suministro de calor útil (USH)	Demande en chaleur utile par processus (CUP) et Alimentation en chaleur utile (CUA)	Calore utile di processo (UPH) e calore utile fornito (USH)	Użytkowe Ciepło Technologiczne (UPH) i Użytkowe Ciepło Zaopatrzenia (USH)	Koristna procesna (UPH) in koristna dobavna toplota	Využiteľné procesné teplo (UPH) a využiteľná dodávka tepla (USH)
	4.3	Useful Process Cooling (UPC) and Useful Supply Cooling (USC)					Využiteľné procesné chladenie (UPC) a využiteľná dodávka chladenia
	4.4	Environmental Impact					Environmental Impact	Environmental Impact	Въздействие върху околната среда		Ekologický dopad	Auswirkungen auf die Umwelt	Impacto ambiental	Impact environnemental	Impatto ambientale	Wpływ środowiskowy	Vpliv na okolje	Ekologický dopad
	4.5	Investment cost					Investment cost	Investment cost	Инвестиционни разходи		Investiční náklady	Investitionskosten	Coste de la inversión	Coût d'investissement	Costo dell'investimento	Koszt inwestycji	Stroški naložbe	Investičné náklady
	4.6	Total Annual Cost					Total Annual Cost	Total Annual Cost	Общи годишни разходи		Celkové roční náklady	Jahresgesamtkosten	Coste anual total	Coût annuel total	Costo annuo totale	Łączny koszt roczny	Celotni letni stroški	Celkové ročné náklady
	4.7	Additional Cost per Saved Primary Energy					Additional Cost per Saved Primary Energy	Additional Cost per Saved Primary Energy	Допълнителни разходи по спестената първична енергия		Vícenáklady na jednotku ušetřené primární energie	Zusätzliche Kosten für die eingesparte Primärenergie	Coste adicional por ahorro de energía primaria	Coût additionnel par énergie primaire économisée	Costo aggiuntivo per unità di energia primaria risparmiata	Dodatkowy koszt przypadający na Zaoszczędzoną Energię Pierwotną	Dodatni stroški na prihranek primarne energije	Dodatočné náklady na jednotku ušetrenej primárnej energie
	4.8	Internal Rate of Return (IRR) and Net Present Value (NPV)					Internal Rate of Return (IRR) and Net Present Value (NPV)	Internal Rate of Return (IRR) and Net Present Value (NPV)	Вътрешна норма на възвръщаемост и текуща нетна стойност		Vnitřní návratnost (IRR) a čistá aktuální hodnota (NPV)	Interner Zinsfuß (IRR) und Netto-Zeitwert (NPV)	Tasa interna de rendimiento (IRR) y valor actual neto (NPV)	Taux interne de rentabilité (TIR) et valeur actuelle nette (VAN)	Tasso di rendimento interno (IRR) e valore attuale netto (NPV)	Wewnętrzna Stopa Zwrotu (IRR) i Wartość Bieżąca Netto (NPV)	Interna stopnja donosnosti (IRR) in neto sedajna vrednost donosa (NSV)	Vnnútorná návratnost (IRR) a čistá aktuálna hodnota (NPV)
				0
5	Final solution proposed					Final solution proposed	Final solution proposed	Предлагане на окончателно решение		Návrh konečného řešení	Ausgewählter Alternativvorschlag	Propuesta definitiva	Solution finale proposée	Soluzione finale proposta	Zaproponowane rozwiązanie ostateczne	Končni predlagani ukrep	Návrh konečného riešenia
				0
	5.1	Detailed description					Detailed description	Detailed description	Подробно описание		Podrobný popis	Detaillierte Beschreibung	Descripción detallada	Description détaillée	Descrizione dettagliata	Szczegółowy opis	Podroben opis	Podrobný popis
	5.2	Economical and financial analysis					Economic and financial analyisis	Economic and financial analyisis	Икономически и финансов анализ		Ekonomická a finanční analýza	Wirtschaftlichkeits- und Finanzanalyse	Análisis económico y financiero	Analyses économiques et financières	Analisi economica e finanziaria	Analiza ekonomiczno-finansowa	Ekonomska in finančna analiza	Ekonomická a finančná analýza
	5.3	Next steps and requirements for further analysis					Next steps and requirements for further analysis	Next steps and requirements for further analysis	Следващи стъпки и изисквания за допълнителен анализ		Další kroky a požadavky na další analýzu	Nächste Schritte und weiterer Untersuchungsbedarf	Próximos pasos y requisitos para ampliar el análisis	Prochaines étapes et besoins pour d'autres analyses	Passi successivi e requisiti per approfondire l'analisi	Kolejne kroki i wymagania dot. dalszej analizy	Naslednji koraki in zahteve po nadaljnih analizah	Další kroky a požiadavky pre ďalšiu analýzu
				0
6	Energy consumption in the final solution proposed					Energy consumption in the final solution proposed	Energy consumption in the final solution proposed	Консумация на енергия в окончателно предложеното решение		Spotřeba energie navrhovaným konečným řešením	Energieverbrauch des ausgewählten Alternativvorschlags	Consumo de energía con la propuesta definitiva	Consommation d'énergie de la solution finale proposée	Consumo di energia nella soluzione finale proposta	Zużycie energii w zaproponowanym rozwiązaniu ostatecznym	Raba energije v končnem predlaganem ukrepu	Spotreba energie pri navrhovanom konečnom riešení
				0
	6.1	Fuel and electricity consumption					Fuel and Electricity Consumption	Fuel and Electricity Consumption	Консумация на гориво и електричество		Spotřeba paliva a energie	Brennstoff- und Stromverbrauch	Consumo de combustibles y electricidad	Consommation de combustible et d'électricité	Consumo di combustibile e elettricità	Zużycie paliwa i energii elektrycznej	Raba goriv in električne energije	Spotreba paliva a energie
	6.2	Heat and cold supply					Heat and Cooling Supply	Heat and Cooling Supply	Tоплоснабдяване и охлаждане		Dodávka tepla a chladu	Wärme- und Kälteversorgung	Suministro de calor y frío	Fourniture en chaleur et en refroidissement	Fornitura di calore e freddo	Zaopatrzenie w ciepło i zimno	Dobava toplote in hladu	Dodávka tepla a chladenia
	6.3	Process heat and cold demand					Process Heat and Cold Demand	Process Heat and Cold Demand	Топлинна енергия и охадителни нужди		Poptávka po procesním teplu a chladu	Bedarf an Prozesswärme und -kälte	Demanda de calor y frío para procesos	Demande en chaleur et en refroidissement du processus	Domanda di calore e freddo di processo	Zapotrzebowanie na ciepło procesowe i zimno	Potreba procesne toplote in hladu	Dopyt po procesnom teple a chladení
	6.4	Comparison with benchmark reference data					Comparison with Benchmark Reference Data	Comparison with Benchmark Reference Data	Benchmark - сравнителен анализ		Srovnání s referenčními údaji	Vergleich mit Benchmark-Referenzdaten	Comparación con los datos de referencia (benchmarks)	Comparaison avec les données de référence	Raffronto con i valori di riferimento	Porównanie z Danymi Odniesienia Benchmarku	Primerjava iz baze podatkov za primerjalno analizo	Porovnanie s referenčnými údajmi
				0
A	Annexes					Annexes	Annexes	Приложения		Přílohy	Anhänge	Anexos	Annexes	Allegati	Załączniki	Dodatki	Prílohy
				0
	Annex 1: Conversion Factors used in the Analysis					Annex 1: Conversion Factors used in the Analysis	Annex 1: Conversion Factors used in the Analysis	Приложение 1: Факторите за преобразуване използвани в анализа		Příloha 1: převodní faktory použité v analýze	Anhang 1: In der Analyse verwendete Umrechnungsfaktoren	Anexo 1: Factores de conversión utilizados en el análisis	Annexe 1 : Facteurs de conversion utilisés dans l'analyse	Allegato 1: Fattori di conversione usati nell'analisi	Załącznik 1: Czynniki konwersji stosowane w Analizie	Dodatek 1: Uporabljeni faktorji pretvorbe v analizi	Príloha 1: Konverzné faktory použité pri analýze
	Annex 2: Energy tariffs and economic parameters used in the analysis					Annex 2: Energy tariffs and economic parameters used in the analysis	Annex 2: Energy tariffs and economic parameters used in the analysis	Приложение 2: Енергийни тарифи и икономически параметри използвани в анализа	Annex 2: Energy tariffs and economic parameters used in the analysis	Annex 2: Energy tariffs and economic parameters used in the analysis	Anhang 2: In der Analyse verwendete Energietarife und wirtschaftliche Rahmendaten	Anexo 2: Tarifas energéticas y parámetros económicos usados en el análisis	Annexe 2 : Tarifs de l'énergie et paramètres économiques utilisés dans l'analyse	Annex 2: Tariffe e parametri economico-finanziari usati nell'analisi	Annex 2: Energy tariffs and economic parameters used in the analysis	Annex 2: Energy tariffs and economic parameters used in the analysis	Príloha 2: Energetické tarify a ekonomické parametre použité v analýze
	Annex 2: Questionnaire with Industry Data					Annex 2: Questionnaire with Industry Data	Annex 2: Questionnaire with Industry Data			Příloha 2: dotazník s oborovými údaji	Anhang 2: Fragebogen mit Unternehmensdaten	Anexo 2: Cuestionario con datos del sector		Allegato 2: questionario con in dati dell'industria	Załącznik 2: Kwestionariusz z Danymi Przemysłowymi	Dodatek 2: Vprašalnik s podatki iz industrije	Příloha 2: dotazník s oborovými údaji
	Annex 3: Nomenclature and definition of energy flows					Annex 3: Nomenclature and definition of energy flows	Annex 3: Nomenclature and definition of energy flows		Annex 3: Nomenclature and definition of energy flows	Annex 3: Nomenclature and definition of energy flows	Anhang 3: Nomenklatur und Definition der Energieströme	Anexo 3: Nomenclatura y definición de los flujos de energía	Annex 3: Nomenclature and definition of energy flows	Annex 3: Nomenclatura e definizione dei flussi di energia	Annex 3: Nomenclature and definition of energy flows	Annex 3: Nomenclature and definition of energy flows	Príloha 3: Názvoslovie a definície energetických tokov

## Summary
company, city, country					EN	EN	BG	CAT	CZ	DE	ES	FR	IT	PL	SI	SK
	Summary					Summary	Summary	Резюме		Summary	Zusammenfassung	Resumen	Résumé	Riassunto	Podsumowanie	Povzetek	Zhrnutie
				0
Write here Your summary					Write here Your summary	Write here Your summary	Напишете тук вашето резюме		Sem vepište své shrnutí	Hier die Zusammenfassung einfügen	Escriba el resumen aquí	Écrivez ici votre résumé	Scrivi qui il tuo riassunto	Tutaj wpisz swoje podsumowanie	Tukaj napišemo povzetek	Tu napíšte svoje zhrnutie
				0
				0
				0
				0
				0
				0
				0
Summary Table. Comparison of possible alternatives					Summary Table. Comparison of possible alternatives	Summary Table. Comparison of possible alternatives	Обобщителна таблица. Сравнение на възможните алтернативи		Summary Table. Comparison of possible alternatives	Zusammenfassungstabelle. Vergleich der Alternativvorschläge	Tabla resumen. Comparación de las posibles alternativas	Tableau récapitulatif. Comparaison des alternatives possibles	Tabella riassuntiva. Raffronto tra le alternative possibili	Tabela posumowania. Porównanie możliwości wyboru	Preglednica. Primerjava alternativ.	Súhrnná tabuľka. Porovnanie možných alternatív
				0
Alternative proposal					Total investment			Total energy system cost			Primary energy consumption					Alternative proposal	Alternative proposal	Алтернативно предложение		Alternative proposal	Alternative	Propuesta alternativa	Proposition alternative	Proposta alternativa	Propozycja wyboru	Alternativni predlog	Návrh alternatívy
				[€]			[€/a]			[MWh]					Total investment	Total investment	Цялостна инвестиция		Total investment	Gesamtinvestition	Inversión total	Investissement total	Investimento totale	Łączny koszt inwestycji	Celotna naložba.	Celkové investície
				Total energy system cost	Total energy system cost	Общи разходи за енергия в системата		Total energy system cost	Gesamtkosten Energiesystem	Coste total del sistema de energía	Coût total du système énergétique	Costo totale del sistema energetico	Łączny koszt systemu energetycznego	Celotni stroški energijskega sistema	Celkové náklady na energetický systém
Alternative 1					Primary energy consumption	Primary energy consumption	Консумация на първична енергия		Primary energy consumption	Primärenergieverbrauch	Consumo de energía primaria	Consommation d'énergie primaire	Consumo di energia primaria	Pierwotne zużycie energii	Raba primarne energije.	Spotreba primárnej energie
Other possible alternatives studied					Present state	Present state	Текущо състояние		Present state	Ist-Zustand	Situación actual	Situation actuelle	Situazione attuale	Obecny stan	Dejansko stanje.	Súčasný stav
				Selected alternative	Selected alternative	Избрана алтернатива		Selected alternative	Ausgewählte Alternative	Alternativa escogida	Alternative choisie	Alternativa selezionata	Inne zanalizowane możliwości wyboru	Selected alternative	Vybraná alternatíva
				Other possible alternatives studied	Other possible alternatives studied	Други възможни изучени алтернативи		Other possible alternatives studied	Andere untersuchte Alternativen	Otras alternativas que se han estudiado	Autres alternatives possibles étudiées	Altre alternative possibili analizzate		Ostale obravnavane možne alternative.	Ďalšie možné preskúmané alternatívy
				0
				0
				0
				0
				0
				0
				0
				0
				0
				0
				0
				0
				0
				0

				0
				0
				0
				0
				0
				0
				0

## Summary_2
company, city, country					EN	EN	BG	CAT	CZ	DE	ES	FR	IT	PL	SI	SK
	Summary					Summary	Summary	Summary	Summary	Summary	Zusammenfassung	Resumen	Résumé	Riassunto	Podsumowanie	Povzetek	Zhrnutie
				Present state	Present state	Present state	Present state	Present state	Ist-Zustand	Estado actual	Present state	Stato attuale	Present state	Present state	Súčasný stav
				Present state	Proposed alternative	Savings			Proposed alternative	Proposed alternative	Proposed alternative	Proposed alternative	Proposed alternative	Vorgeschlagene Alternative	Alternativa propuesta	Proposed alternative	Alternativa proposta	Proposed alternative	Proposed alternative	Navrhnutá altrenatíva
Total primary energy consumption (1)					Total primary energy consumption	Total primary energy consumption	Total primary energy consumption	Total primary energy consumption	Total primary energy consumption	Gesamter Primärenergieverbrauch	Consumo total de energía primaria	Total primary energy consumption	Consumo totale di energia primaria	Total primary energy consumption	Total primary energy consumption	Celková spotreba primárnej energie
Total					MWh	2	0	100,00%			Total	Total	Total	Total	Total	Gesamt	Total	Total	Totale	Total	Total	Celkom
-					MWh	2	100	-4900,00%			Primary energy saving due to renewable energy	Primary energy saving due to renewable energy	Primary energy saving due to renewable energy	Primary energy saving due to renewable energy	Primary energy saving due to renewable energy	Primärenergieeinsparung aufgrund erneuerbarer Energien	Ahorro de energía primaria debido a energías renovables	Primary energy saving due to renewable energy	Risparmio di energia primaria mediante fonti energetiche rinnovabili	Primary energy saving due to renewable energy	Primary energy saving due to renewable energy	Úspory primárnej energie v dôsledku obnoviteľných zdrojov energie
-					MWh	2	100	-4900,00%			0
Primary energy saving due to renewable energy					MWh			-
CO2 emissions					t/a	0	0	-			CO2 emissions	CO2 emissions	CO2 emissions	CO2 emissions	CO2 emissions	CO2 Emissionen	Emisiones de CO2	CO2 emissions	Emissioni di CO2	CO2 emissions	CO2 emissions	Emisie CO2
Total annual energy system cost (2)					€	0	0	-			Total annual energy system cost	Total annual energy system cost	Total annual energy system cost	Total annual energy system cost	Total annual energy system cost	Gesamte jährliche Energiesystemkosten	Coste anual del sistema energético total	Total annual energy system cost	Costo annuale del sistema energetico totale	Total annual energy system cost	Total annual energy system cost	Celkové ročné náklady na energetický systém
Total investment cost(3)					€	-	0	-			Total investment cost	Total investment cost	Total investment cost	Total investment cost	Total investment cost	Gesamte Investitionskosten	Inversión total	Total investment cost	Costo totale dell' investimento	Total investment cost	Total investment cost	Celkové investičné náklady
Pay-back period (4)					a	-	xxxx	-			Pay-back period	Pay-back period	Pay-back period	Pay-back period	Pay-back period	Amortisationszeit	Periodo de amortización	Pay-back period	Tempo di ritorno economico	Pay-back period	Pay-back period	Doba návratnosti
				0
(1) Including primary energy consumption for non-thermal uses					Including primary energy consumption for non-thermal uses	Including primary energy consumption for non-thermal uses	Including primary energy consumption for non-thermal uses	Including primary energy consumption for non-thermal uses	Including primary energy consumption for non-thermal uses	Einschließlich Primärenergieverbrauch für nicht-thermische Zwecke	Incluyendo energía primaria para usos no-térmicos	Including primary energy consumption for non-thermal uses	Compreso il consumo di energia primaria per usi non termici	Including primary energy consumption for non-thermal uses	Including primary energy consumption for non-thermal uses	Spotreba primárnej energie vrátane použitia pre netepelné účely
(2) Including energy cost (fuel and electricity bills), operation and maintenance costs and annuity of total investment.					Including energy cost (fuel and electricity bills), operation and maintenance costs and annuity of total investment.	Including energy cost (fuel and electricity bills), operation and maintenance costs and annuity of total investment.	Including energy cost (fuel and electricity bills), operation and maintenance costs and annuity of total investment.	Including energy cost (fuel and electricity bills), operation and maintenance costs and annuity of total investment.	Including energy cost (fuel and electricity bills), operation and maintenance costs and annuity of total investment.	Enthält Energiekoste, Betriebs- und Wartungskosten sowie Abschreibung der Investition	Incluyendo costes de energía (combustibles y electricidad), costes de operación y mantenimiento y anuidad de la inversión total.	Including energy cost (fuel and electricity bills), operation and maintenance costs and annuity of total investment.	Comprensivo del costo dell'energia (fatture combustibile e elettricità), costi operativi/di manutenzione, quota annuale ammortamento/deprezzamento investimento iniziale	Including energy cost (fuel and electricity bills), operation and maintenance costs and annuity of total investment.	Including energy cost (fuel and electricity bills), operation and maintenance costs and annuity of total investment.	Vrátane nákladov na energiu (palivo a účty za elektrinu), prevádzku a náklady na údržbu a anuity z celkovej investície.
(3) Total investment cost (own investment + subsidies)					Total investment cost (own investment + subsidies)	Total investment cost (own investment + subsidies)	Total investment cost (own investment + subsidies)	Total investment cost (own investment + subsidies)	Total investment cost (own investment + subsidies)	Gesamte Investitionskosten (Eigenanteil plus Förderung)	Inversión total excluyendo subvenciones.	Total investment cost (own investment + subsidies)	Costo totale degli investimenti (capitale proprio + sovvenzioni)	Total investment cost (own investment + subsidies)	Total investment cost (own investment + subsidies)	Celkové investičné náklady (vlastné investície + dotácie)
(4) Supposing subsidies of 10% of total investment					Supposing subsidies of 10% of total investment	Supposing subsidies of 10% of total investment	Supposing subsidies of 10% of total investment	Supposing subsidies of 10% of total investment	Supposing subsidies of 10% of total investment	Es wurde eine Förderung von 10% der Gesamtkosten angenommen	Se han supuesto subvenciones del 10%	Supposing subsidies of 10% of total investment	Supponendo sussidi del 10% degli investimenti totali	Supposing subsidies of 10% of total investment	Supposing subsidies of 10% of total investment	Predpokladané dotácie 10% z celkových investícií
				0
				0
				Savings	Savings	Savings	Savings	Úspory	Einsparungen	Ahorro	Économies	Risparmio	Oszczędności	Prihranki	Úspory
				0
				0
				0

## Chap1
company, city, country					EN	EN	CAT	CAT	CZ	DE	ES	FR	IT	PL	SI	SK
Chapter 1		Data used for the Analysis					Chapter 1	Chapter 1	Глава 1		Kapitola 1	Kapitel 1	Capítulo 1	Chapitre 1	Capitolo 1	Rozdział 1	Poglavje 1	Kapitola 1
				0
				0
Data used for the Analysis					0				Data použitá k analýze					Data použitá k analýze
1.0	Description of the Company					Description of the Company	Description of the Company	Description of the Company	Descripció de la empresa	Description of the Company	Beschreibung des Unternehmens	Descripción de la empresa	Description de l'entreprise	Descrizione dall'azienda	Description of the Company	Description of the Company	Popis spoločnosti
1.1	Data supplied by the company (basic questionnaire)					Data supplied by the company (basic questionnaire)	Data supplied by the company (basic questionnaire)	Информация доставена от компанията ( основен въпросник )		Data poskytnutá společností (základní dotazník)	Vom Unternehmen zur Verfügung gestellte Daten (Basisfragebogen)	Datos facilitados por la empresa (cuestionario básico)	Données fournies par l'entreprise (questionnaire de base)	Dati forniti dall'azienda (questionario base)	Dane dostarczone przez przedsiębiorstwo (kwestionariusz podstawowy)	Pridobljeni podatki iz podjetja (osnovni vprašalnik)	Dáta poskytnuté spoločnosťou (základný dotazník)
				0
	1.1.1	Basic questionnaire					Basic questionnaire	Basic questionnaire	Основен въпросник		Základní dotazník	Basisfragebogen	Cuestionario básico	Questionnaire de base	Questionario base	Kwestionariusz podstawowy	Osnovni vprašalnik	Základný dotazník
	1.1.2	Detailed annexes to the questionnaire					Detailed annexes to the questionnaire	Detailed annexes to the questionnaire	Подробни приложения към въпросника		Podrobné přílohy dotazníku	Detailanhänge des Fragebogens	Anexos detallados del cuestionario	Informations détaillées jointes en annexe au questionnaire	Informazioni dettagliate allegate al questionario	Szczegółowe załączniki do kwestionariusza	V vprašalnik dodane podrobnosti	Podrobné prílohy dotazníka
	1.1.3	Other information supplied					Other information supplied	Other information supplied	Друга предоставена информация		Další poskytnuté informace	Weitere zur Verfügung gestellte Informationen	Otra información facilitada	Autres informations fournies	Altre informazioni fornite	Pozostałe dostarczone informacje	Ostale pridobljene informacije	Ďalšie poskytnuté informácie
				0
1.2	Estimations and hypothesis made by the auditor					Estimations and hypothesis made by the auditor	Estimations and hypothesis made by the auditor	Оценки и хипотези направени от одитора		Odhady a hypotézy autora	Schätzungen und Hypothesen des/der AuditorIn	Estimaciones e hipótesis del auditor	Hypothèses et estimations effectuées par l'auditeur	Stime e ipotesi fatte dall'analista	Oceny i hipotezy audytora	Avtorjeve ocene in hipoteze	Odhady a hypotézy autora
				0
1.3	Modelling					Modelling	Modelling	Modelling	Model.lització	Modelling	Modellbildung	Modelización	Modelling	Modellizzazione	Modelling	Modelling	Vytvorenie modelu
				0
				0
				0
				0
				0
				0
				0
				0
				0
				0
				0
				0
				0
				0
				0
				0
				0
				0
				0
				0
				0
				0
				0
				0
				0
				0
				0
				0
				0

## 10
company, city, country					EN	EN	BG	CAT	CZ	DE	ES	FR	IT	PL	SI	SK
1.0	Description of the Company					Summary	Summary	Summary		Summary	Zusammenfassung	Resumen	Résumé	Riassunto	Podsumowanie	Povzetek	Zhrnutie
				0
				Write here Your summary	Write here Your summary	Write here Your summary		Sem vepište své shrnutí	Hier die Zusammenfassung einfügen	Escriba el resumen aquí	Écrivez ici votre résumé	Scrivi qui il tuo riassunto	Tutaj wpisz swoje podsumowanie	Tukaj napišemo povzetek	Sem napíšte svoje zhrnutie
	FILL IN MANUALLY !!!					0
				0
				0
				0
				0
				0
				0
				0
				0
				0
				0
				0
				0
				0
				0
				0
				0
				0
				0
				0
				0
				0
				0

				0
				0
				0
				0
				0
				0

## 11
company, city, country					EN	EN	BG	CAT	CZ	DE	ES	FR	IT	PL	SI	SK
1.1	Data Supplied by the Company		FILL IN MANUALLY !!!					Dati forniti dall'azienda

In the following the data submitted by the company are listed.					In the following the data submitted by the company are listed.	In the following the data submitted by the company are listed.	В следните данни, представени от компанията, са изброени:		Následuje přehled dat poskytnutých společností.	In Folge sind die vom Unternehmen vorgelegten Daten aufgelistet.	A continuación se exponen los datos facilitados por la empresa.	Les données soumises par l'entreprise sont récapitulées ci-dessous.	Si elencano a seguire i dati forniti dall'azienda.	In the following the data submitted by the company are listed.	Seznam predloženih podatkov podjetja.	Nasleduje zhrnutie údajov predložených spoločnosťou.
				0
Basic questionnaire					0				Základní dotazník				Questionario base			Základný dotazník
				0
The base data used for the analysis are summarised in the basic questionnaire (See annex)					The base data used for the analysis are summarised in the basic questionnaire (See annex)	The base data used for the analysis are summarised in the basic questionnaire (See annex)	Базата данни използвани за анализ са обобщени в основния въпросник (Виж приложението)		Základní údaje použité k analýze jsou shrnuty v základním dotazníku (viz příloha)	Die für die Analyse verwendeten Grunddaten sind im Basisfragebogen zusammengefasst (Siehe Anhang)	Los datos básicos utilizados en el análisis se resumen en el cuestionario básico (véase el anexo)	Les données de base utilisées pour l'analyse sont récapitulées dans le questionnaire de base (Voir annexe)	I dati base usati per l'analisi sono riassunti nel questionario base (Cfr. allegato)	The base data used for the analysis are summarised in the basic questionnaire (See annex)	Povzetek podatkov je v osnovnem vprašalniku (glej dodatek)	Základné údaje použité k analýze sú zhrnuté v základnom dotazníku (viď príloha)
				0
Detailed annexes to the questionnaire					0				Podrobné přílohy dotazníku				Informazioni dettagliate allegate al questionario			Podrobné prílohy dotazníka
				0
The following detailed information has been specified in detail-annexes to the basic questionnaire:					The following detailed information has been specified in detail-annexes to the basic questionnaire:	The following detailed information has been specified in detail-annexes to the basic questionnaire:	Следната информация е посочена в подробните приложенията към основния въпросник :		V podrobných přílohách dotazníku byly specifikovány následující podrobné informace:	Die folgenden detaillierten Informationen wurden in den Detailanhängen des Basisfragebogens angegeben:	La siguiente información pormenorizada consta en los anexos detallados del cuestionario básico:	Les informations détaillées suivantes ont été spécifiées dans les annexes jointes au questionnaire de base :	Le seguenti informazioni dettagliate sono riportate negli allegati al questionario base:	The following detailed information has been specified in detail-annexes to the basic questionnaire:	Naslednje podrobne informacije so bile podrobno opredeljene-dodatki k osnovnem vprašalniku:	V podrobných prílohách dotazníka boli špecifikované následujúce podrobné informácie:
				0
Table 1.1.1. Detail annexes submitted					Table 1.1.1. Detail annexes submitted	Table 1.1.1. Detail annexes submitted	Таблица 1.1.1. Предоставени подробни приложения		Tabulka 1.1. Předané detailní přílohy	Vorgelegte Detailanhänge	Tabla 1.1.1. Anexos detallados facilitados	Tableau 1.1.1. Informations détaillées fournies en annexe	Allegati recanti le informazioni dettagliate fornite	Table 1.1.1. Detail annexes submitted	Preglednica 1.1: Poslani podrobno izpolnjeni dodatki.	Tabuľka 1.1. Odovzdané detailné prílohy
				0
Annex			Subsystem			Description					Annex	Annex	Приложение		Příloha	Anhang	Anexo	Annexe	Allegato	Annex	Dodatek	Príloha
				Subsystem	Subsystem	Подсистема		Podsystém	Untersystem	Subsistema	Sous-système	Sotto-sistema	Subsystem	Podsistem	Podsystém
				Description	Description	Описание		Popis	Beschreibung	Descripción	Description	Descrizione	Description	Opis	Popis
				0
				0
				0
				0
				0
				0
				0
				0
				0
Other information supplied					Other information supplied	Other information supplied	Допълнително предоставена информация		Další poskytnuté informace	Weitere Informationen	Otra información facilitada	Autres information fournies	Altre informazioni fornite	Other information supplied	Ostale poslane informacije	Dalšie poskytnuté informácie
The following additional information has been supplied by the company:					The following additional information has been supplied by the company:	The following additional information has been supplied by the company:	Следната допълнителна информация е предоставена от компанията :		Společnost poskytla další níže uvedené informace	Folgende zusätzlichen Informationen wurden vom Unternehmen angegeben:	La empresa ha facilitado la siguiente información adicional:	Les informations supplémentaires suivantes ont été fournies par l'entreprise :	La società ha fornito le seguenti informazioni aggiuntive:	The following additional information has been supplied by the company:	Naslednje dodatne informacije so bile poslane iz podjetja:	Spoločnost poskytla ďalšie nižšie uvedené informácie:
				0
Table 1.1.2. Additional information supplied					Table 1.1.2. Additional information supplied	Table 1.1.2. Additional information supplied	Таблица1.1.2. Допълнително предоставена информация		Poskytnuté dodatkové informace	Zusatzinformationen	Tabla 1.1.2. Información adicional facilitada	Tableau 1.1.2. Informations supplémentaires fournies	Informazioni aggiuntive fornite	Table 1.1.2. Additional information supplied	Dodatne poslane informacije	Poskytnuté dodatkové informácie
				0
Information			Subsystem			Description					Information	Information	Информация		Informace	Information	Información	Informations	Informazioni	Information	Informacija	Informácie
				Subsystem	Subsystem	Подсистема		Podsystém	Untersystem	Subsistema	Sous-système	Sotto-sistema	Subsystem	Podsistem	Podsystém
				Description	Description	Описание		Popis	Beschreibung	Descripción	Description	Descrizione	Description	Opis	Popis
				0
				0
				0
				0
				0
				0
				0
				0
				0

## 12
company, city, country					EN	EN	BG	CAT	CZ	DE	ES	FR	IT	PL	SI	SK
1.2	Estimations and hypothesis made by the auditor					0				Odhady a hypotézy autora				Stime e ipotesi fatte dall'analista			Odhady a hypotézy autora
				0
The following parameter estimates and hypothesis have been made by the auditor in order to obtain a complete data set for carrying out the necessary calculations. The results presented in this report are only reliable to the extent and within the limits of validity of these basic assumptions.					The following parameter estimates and hypothesis have been made by the auditor in order to obtain a complete data set for carrying out the necessary calculations. The results presented in this report are only reliable to the extent and within the limits of validity of these basic assumptions.	The following parameter estimates and hypothesis have been made by the auditor in order to obtain a complete data set for carrying out the necessary calculations. The results presented in this report are only reliable to the extent and within the limits of validity of these basic assumptions.	Следните параметрични оценки и хипотези са били направени от одитора с цел да се получи пълен набор от данни за извършване на необходимите изчисления. Резултатите, представени в доклада, са надеждни само в границите на валидност на тези основни предположения.		Následující parametr obsahuje odhady a hypotézy auditora přijaté v zájmu získání kompletní množiny dat pro provedení potřebných výpočtů. Výsledky uvedené v této zprávě jsou platné a spolehlivé jen v rozsahu platnosti těchto základních předpokladů.	Folgende Parameterschätzungen und -hypothesen wurden vom Auditor/von der Auditorin aufgestellt, um über einen vollständigen Datensatz für die notwendigen Berechnungen zu verfügen. Die Ergebnisse in diesem Bericht sind nur im Ausmaß und bei Gültigkeit dieser Grundannahmen verlässlich.	El auditor ha realizado las siguientes estimaciones e hipótesis con el fin de disponer de todos los datos para realizar los cálculos necesarios. La validez de los resultados que se presentan en el informe depende de la exactitud de estas suposiciones básicas.	Les estimations de paramètres et hypothèses suivantes ont été effectuées par l'auditeur afin de constituer un ensemble complet de données pour exécuter les calculs nécessaires. Les résultats présentés dans ce rapport sont seulement fiables dans la mesure où ces hypothèses sont valides et dans les limites de celles-ci.	Le seguenti stime e ipotesi di parametri sono state fatte dall'analista per ottenere un set di dati completo per poter fare i calcoli necessari. I risultati presentati in questa relazione sono affidabili solo nella misura e entro i limiti di validità di tali ipotesi di base.	Audytor przeprowadził ocenę i hipotezę parametrów, aby uzyskać pełne dane do wykonania koniecznych obliczeń. Wyniki przedstawione w niniejszym raporcie są rzetelne wyłącznie w stopniu i w zakresie zasadności podstawowych złożeń.	Podali smo ocene in hipoteze, da smo dobili kompletne podatke za izvedbo potrebnih izračunov. Podani rezultati v tem poročilu so le delno zanesljivi in veljajo za podane predpostavke.	Následujúce odhady parameterov a hypotézy audítora boli prijaté s cieľom získať kompletnú sadu dát pre vykonanie potrebných výpočtov. Výsledky prezentované v tejto správe sú spoľahlivé iba v rozsahu a v rámci platnosti týchto základných predpokladov.
				0
Assumptions and Hypothesis made by the auditor					Assumptions and Hypothesis made by the auditor	Assumptions and Hypothesis made by the auditor	Предположения и хипотези направени от одитора		Odhady a hypotézy autora	Annahmen und Hypothesen des Auditors/der Auditorin	Suposiciones e hipótesis del auditor	Hypothèses et suppositions effectuées par l'auditeur	Stime e ipotesi fatte dall'analista	Założenie i hipotezy audytora	Avtorjeva predvidevanja in hipoteze	Odhady a hypotézy autora
				0
Parameter		Description				Value				Justification					Parameter	Parameter	Параметър		Parametr	Parameter	Parámetro	Paramètre	Parametro	Parametr	Parameter	Parameter
				estimate		(min/max)					Description	Description	Описание		Popis	Beschreibung	Descripción	Description	Descrizione	Opis	Opis	Popis
FETFuel[2]		REPORT SHEET NOT YET OPERATIVE					0.2/8.4					Value	Value	Стойност		Hodnota	Wert	Valor	Valeur	Valore	Wartość	Vrednost	Hodnota
				0.2/8.4					estimate	estimate	изчисли		Odhady a hypotézy autora	Schätzung	estimación	estimation	Stima	ocena	ocena	odhad
				0.2/8.4					(min/max)	(min/max)	(мин/макс)		(min/max)	(Min./Max.)	(mín/máx)	(min/max)	(min/max)	(min./maks.)	(min./maks.)	(min/max)
				0.2/8.4					Justification	Justification	Оправдаване		Zdůvodnění	Begründung	Justificación	Justification	Giustificazione	Uzasadnienie	Zagovor	Zdôvodnenie
				0.2/8.4					0
				0.2/8.4					0
				0.2/8.4					0
				0.2/8.4					0
				0.2/8.4					0
				0.2/8.4					0
				0.2/8.4					0
				0.2/8.4					0
				0.2/8.4					0
				0.2/8.4					0
				0.2/8.4					0
				0.2/8.4					0
				0.2/8.4					0
				0.2/8.4					0
				0.2/8.4					0
				0.2/8.4					0
				0
				0
				0
				0
				0
				0
				0
				0
				0
				0
				0
				0
				0
				0
				0

## 13
company, city, country					EN	EN	BG	CAT	CZ	DE	ES	FR	IT	PL	SI	SK
1.3	Modelling

		FILL IN MANUALLY !!!

## Chap2
company, city, country					EN	EN	BG	CAT	CZ	DE	ES	FR	IT	PL	SI	SK
Chapter 2		Energy consumption in the present state					Chapter 2	Chapter 2	Глава 2		Kapitola 2	Kapitel 2	Capítulo 2	Chapitre 2	Capitolo 2	Rozdział 2	Poglavje 2	Kapitola 2
				Dejanska poraba energije
				0
Energy consumption in the present state					0				Spotřeba energie v aktuálním stavu				Consumo di energia nella situazione attuale			Spotreba energie v aktuálnom stave
				0
2.0	Overview of the system					Overview of the system	Overview of the system	Консумация на гориво и електричество		Overview of the system	Überblick über das System	Esquema general del sistema	Overview of the system	Schema generale del sistema	Overview of the system	Overview of the system	Prehľad systému

2.1	Fuel and electricity consumption					Fuel and electricity consumption	Fuel and electricity consumption	Консумация на първична енергия		Spotřeba paliva a elektřiny	Brennstoff- und Stromverbrauch	Consumo de combustibles y electricidad	Consommation de combustibles et d'électricité	Consumo di combustibile e di elettricità	Zużycie paliwa i energii elektrycznej	Raba goriva in električne energije	Spotreba paliva a elektrickej energie
				0		Крайно енергопотребление и крайно енергопотребление за топлинни нужди
	2.1.1	Primary energy consumption					Primary energy consumption	Primary energy consumption	Крайно енергопотребление за топлинни нужди по оборудване		Spotřeba primárních energií	Primärenergieverbrauch	Consumo de energía primaria	Consommation d'énergie primaire	Consumo di energia primaria	Pierwotne zużycie energii	Raba primarne energije	Spotreba primárnej energie
	2.1.2	Total final energy consumption (FEC) and final energy for thermal use (FET)					Total final energy consumption (FEC) and final energy for thermal use (FET)	Total final energy consumption (FEC) and final energy for thermal use (FET)			Celková konečná spotřeba energie (FEC) a konečná energie pro tepelnou spotřebu (FET)	Gesamter Endenergieverbrauch (FEC) und Endenergie für thermische Zwecke (FET)	Consumo total de energía final (FEC) y energía final para usos térmicos (FET)	Consommation d'énergie finale (FEC) et consommation d'énergie finale pour une utilisation thermique (FET) totales	Consumo totale di energia finale (FEC) e energia finale per uso termico (FET)	Łączne ostateczne zużycie energii (FEC) i ostateczne zużycie energii dla celów cieplnych (FET)	Skupna raba končne energije (FEC) in raba končne energije za gretje (FET)	Celková konečná spotreba energie (FEC) a konečná energia pre tepelné využitie (FET)
	2.1.3	Final energy consumption for thermal use (FET) by equipment					Final energy consumption for thermal use (FET) by equipment	Final energy consumption for thermal use (FET) by equipment	Топлоснабдяване и охлаждане		Konečná energie pro tepelnou spotřebu (FET) podle jednotlivých zařízení	Endenergieverbrauch für thermische Zwecke (FET) nach Anlage	Consumo energético final para usos térmicos (FET) por equipo	Consommation d'énergie finale pour une utilisation thermique (CEFT) par équipement	Consumo di energia finale per uso termico (FET) per impianto	Ostateczne zużycie energii dla celów cieplnych (FET) przez sprzęt	Raba končne energije za gretje (FET) opreme	Konečná energie pre tepelné využitie (FET) podľa jednotlivých zariadení
				0
2.2	Heat and cooling supply					Heat and cooling supply	Heat and cooling supply	Общо годишно доставяне на топлинна енергия по оборудване		Dodávky tepla a chladu	Wärme- und Kälteversorgung	Suministro de calor y frío	Fourniture de chaleur et de refroidissement	Fornitura di calore e freddo	Zaopatrzenie w ciepło i zimno	Dobava toplote in hladu	Dodávka tepla a chladenia
				0		Доставяне на топлинна и охладителна енергия по температурни нива и работни часове годишно
	2.2.1	Total yearly supply heat and cooling by equipment					Total yearly supply heat by equipment	Total yearly supply heat by equipment	Разпределение на топлоснабдяването по месеци		Celková roční dodávka energie podle jednotlivých zařízení	Gesamte Jahresversorgungswärme nach Anlage	Suministro anual total de calor por equipo	Fourniture annuelle de chaleur totale par équipement	Calore totale fornito annualmente per impianto	Łączne roczne zaopatrzenie w ciepło wg sprzętu	Celotna letna dobava toplote iz opreme	Celková ročná dodávka energie podľa jednotlivých zariadení
	2.2.2	Supply heat and cooling by temperature levels and annual operating hours					Supply heat by temperature levels and annual operating hours	Supply heat by temperature levels and annual operating hours			Dodávka tepla podle teplotních úrovní a roční počet provozních hodin	Versorgungswärme nach Temperaturniveaus und Jahresbetriebsstunden	Suministro de calor por niveles de temperatura y horas anuales de funcionamiento	Fourniture de chaleur par niveaux de température et par heures d'exploitation annuelles	Calore fornito per livelli di temperatura e ore di funzionamento annue	Zaopatrzenie w ciepło wg poziomów temperatury i rocznych godzin roboczych	Temperaturni nivo dobavljene toplote in letne obratovalne ure	Dodávka tepla podľa teplotných úrovní a ročný počet prrvádykových hodín
	2.2.3	Distribution of the heat supply by months					Distribution of the heat supply by months	Distribution of the heat supply by months			Rozložení dodávek tepla po měsících	Verteilung der Wärmeversorgung nach Monaten	Distribución del suministro de calor por meses	Répartition de la fourniture de chaleur mensuelle	Distribuzione mensile del calore fornito	Rozkład zaopatrzenia w ciepło wg miesięcy	Distribucija dobave toplote po mesecih	Rozloženie dodávok tepla po mesiacoch
	2.2.4	Heat exchanger network					Топлинна енергия и охадителни нужди					Siet tepelných výmenníkov
				0
2.3	Process heat and cooling demand					Process heat and cooling demand	Process heat and cooling demand	Крайно годишно топлоснабдяване и охладителни нужди по процеса		Procesní spotřeba tepla a chladu	Bedarf an Prozesswärme und -kälte	Demanda de calor y frío para procesos	Demande de chaleur et de refroidissement du processus	Domanda di calore e freddo del processo	Zapotrzebowanie na ciepło technologiczne i zimno	Potrebna procesna toplota in hlad	Spotreba procesného tepla a chladenia
				0		Крайни топлинни и охладителни нужди по температурни нива
	2.3.1	Total annual heat and cooling demand by processes					Total annual heat and cold demand by processes	Total annual heat and cold demand by processes	Разпределение на топлинните нужди по месеци		Celková roční spotřeba tepla podle jednotlivých procesů	Jahresgesamtbedarf an Wärme und Kälte nach Prozessen	Demanda anual total de calor y frío por procesos	Demande annuelle totale en chaleur et en refroidissement par processus	Domanda totale annuale di calore e freddo per processo	Łączne roczne zapotrzebowanie w ciepło i zimno wg procesów	Celotna letna potrebna toplota in hlad po procesu	Celkový ročný dopyt tepla a chladenia podľa procesov
	2.3.2	Total heat and cooling demand by temperature levels					Total heat demand by temperature levels	Total heat demand by temperature levels			Celková poptávka po teplu podle teplotních úrovní	Gesamtwärmebedarf nach Temperaturniveaus	Demanda total de calor por niveles de temperatura	Demande de chaleur par niveaux de température totale	Domanda totale di calore per livelli di temperatura	Łączne zapotrzebowanie na ciepło wg poziomów temperatury	Celotna potrebna toplota po temperaturnih nivojih	Celkový ročný dopyt tepla a chladenia podľa teplotných úrovní
	2.3.3	Distribution of the heat demand by months					Distribution of the heat demand by months	Distribution of the heat demand by months			Rozlošení poptávky po teplu po měsících	Verteilung des Wärmebedarfs nach Monaten	Distribución de la demanda de calor por meses	Répartition de la demande de chaleur mensuelle	Distribuzione mensile della domanda di calore	Rozkład zapotrzebowania na ciepło wg miesięcy	Distribucija potrebne toplote po mesecih	Distribúcia dodávok tepla po mesiacoch
				0
2.4	Comparison with benchmark reference data					Comparison with benchmark reference data	Comparison with benchmark reference data			Srovnání s referenčními údaji	Vergleich mit Benchmark-Referenzdaten	Comparación con los datos de referencia (benchmarks)	Comparaison avec les données de référence	Raffronto con i dati di riferimento	Porównanie z danymi odniesienia benchmarku	Primerjava z referenčnimi podatki	Srovnání s referenčními údaji
				0					Points de référence (1) : intensité énergétique globale
	2.4.1	Benchmarks (1): global energy intensity					Benchmarks (1): global energy intensity	Benchmarks (1): global energy intensity			Srovnávací data (1): globální intenzita energie	Benchmarks (1): gesamte Energieintensität	Benchmarks (1): intensidad energética global	Points de références (2) : consommation énergétique spécifique (CES) par produit	Dati di riferimento (1): incidenza totale dell'energia	Benchmarki (1): globalna energochłonność	Primerjava (1): globalna energijska intenzivnost	Srovnávací data (1): globální intenzita energie
	2.3.2	Benchmarks (2): specific energy consumption (SEC) by product					Benchmarks (2): specific energy consumption (SEC) by product	Benchmarks (2): specific energy consumption (SEC) by product			Srovnávací údaje (2): měrná spotřeba energie (SEC) podle produktů	Benchmarks (2): spezifischer Energieverbrauch (SEC) nach Produkt	Benchmarks (2): consumo de energía específico (SEC) por producto	Points de référence (3) : consommation énergétique spécifique (CES) par opération unitaire	Dati di riferimento (2): consumo di energia specifica (SEC) per prodotto	Benchmarki (2): jednostkowe zużycie energii (SEC) przez produkt	Primerjava (2): specifična raba energije (SEC) po produktu	Srovnávací údaje (2): měrná spotřeba energie (SEC) podle produktů
	2.3.3	Benchmarks (3): specific energy consumption (SEC) by unit operation					Benchmarks (3): specific energy consumption (SEC) by unit operation	Benchmarks (3): specific energy consumption (SEC) by unit operation			Srovnávací údaje (3): měřná spotřeba energie (SEC) podle provozu jednotek	Benchmarks (3): spezifischer Energieverbrauch (SEC) nach Grundoperation	Benchmarks (3): consumo de energía específico (SEC) por operación unitaria		Dati di riferimento (3): consumo di energia specifica (SEC) per singola operazione	Benchmarki (3): jednostkowe zużycie energii (SEC) wg operacji jednostkowej	Primerjava (3): specifična raba energije (SEC) po procesni enoti	Srovnávací údaje (3): měřná spotřeba energie (SEC) podle provozu jednotek
				0
		Distribution of the cooling demand by months

## 20
company, city, country					EN	EN	BG	CAT	CZ	DE	ES	FR	IT	PL	SI	SK
2.0	Overview of the system

	FILL IN MANUALLY !!!

## 211
company, city, country					EN	EN	BG	CAT	CZ	DE	ES	FR	IT	PL	SI	SK
2.1.1	Primary energy consumption					Primary energy consumption	Primary energy consumption	Консумация на първична енергия		Primární spotřeba energií	Primärenergieverbrauch	Consumo de energía primaria	Consommation d'énergie primaire	Consumo di energia primaria	Pierwotne zużycie energii	Raba primarne energije	Primárna spotreba energie
				0
In the following the global energy consumption for the present state in the industry is analysed in terms of total pimary energy consumption (PEC) and primary energy consumption for thermal use (PET). The difference between both quantities is the energy consumed for non-thermal uses such as transport equipment, motors, etc. The distribution between fuel and electricity consumption is shown graphically.					In the following the global energy consumption for the present state in the industry is analysed in terms of total pimary energy consumption (PEC) and primary energy consumption for thermal use (PET). The difference between both quantities is the energy consumed for non-thermal uses such as transport equipment, motors, etc. The distribution between fuel and electricity consumption is shown graphically.	In the following the global energy consumption for the present state in the industry is analysed in terms of total pimary energy consumption (PEC) and primary energy consumption for thermal use (PET). The difference between both quantities is the energy consumed for non-thermal uses such as transport equipment, motors, etc. The distribution between fuel and electricity consumption is shown graphically.	В следния материал глобалното енергопотребление за текущото състояние в индустрията се анализира от гледна точка на крайната консумация на първична енергия и консумацията на първична енергия за топлинни нужди. Разликата между двете количества е консумираната енергия за нетоплинни нужди като транспортно оборудване, мотори и др. Разпределението между консумацията на гориво и електричество е показано графично.		Následuje analýza globální spotřeby energií v aktuálním stavu oboru podle celkové primární spotřeby energií (PEC) a primární spotřeby energií pro výrobu tepla (PET). Rozdál mezi těmito údaji je dán spotřebou energií pro jiné než tepelné účely, například v dopravě, v motorech atd. Rozdělení na paliva a elektřinu je vyjádřeno v grafu.	In Folge wird der Gesamtenergieverbrauch des Unternehmens im derzeitigen Zustand hinsichtlich des Gesamtprimärenergieverbrauchs (PEC) und des Primärenergieverbrauchs für thermische Zwecke (PET) analysiert. Die Differenz zwischen diesen Werten ist die für nicht thermische Zwecke eingesetzte Energie, wie jene für Transportgeräte, Motoren usw. Die Verteilung zwischen Brennstoff- und Stromverbrauch wird graphisch dargestellt.	A continuación se analiza el consumo de energía global en la situación actual de la industria en términos de consumo total de energía primaria (PEC) y consumo de energía primaria para usos térmicos (PET). La diferencia entre estos dos valores es la energía consumida para usos no térmicos, como son los equipos de transporte, motores, etc. La proporción entre el consumo de combustibles y de electricidad se ilustra mediante una gráfica.	Ci-dessous, la consommation d'énergie primaire globale actuelle dans l'industrie est analysée en termes de consommation d'énergie primaire (PEC) et de consommation d'énergie primaire pour une utilisation thermique (PET) totales. La différence entre les deux valeurs correspond à l'énergie consommée pour des utilisations non-thermiques telles que les moyens de transport, les moteurs, etc. La répartition entre la consommation de combustibles et d'électricité est représentée graphiquement.	Segue un'analisi del consumo energetico totale dell'azienda, nella situazione attuale, in termini di consumo totale di energia primaria (PEC) e di consumo di energia primaria per uso termico (PET). La differenza tra le due quantità è l'energia consumata per usi non termici, come attrezzature di trasporto, motori, ecc. La ripartizione tra consumo di combustibile e di elettricità è illustrata graficamente.	W tej części globalne zużycie energii dla obecnego stanu analizowane jest pod względem łącznego pierwotnego zużycia energii (PEC) i pierwotnego zużycia energii dla celów cieplnych (PET). Różnica między powyższymi ilościami to energia zużyta na cele nie cieplne, takie jak sprzęt transportowy, silniki itp. Rozkład między zużyciem paliwa a zużyciem energii elektrycznej zaprezentowano w formie graficznej.	Analizirana je sedanja globalna raba energije v industriji glede na celotno rabo primarne energije (PEC) in glede na rabo primarne energije za gretje (PET). Razlika med obema količinama je raba energije za transport, pogon motorjev ipd. Grafično je prikazana distribucija med rabo goriva in električne energije.	Celková spotreba energie za súčasného stavu v tomto odvetví je analyzovaná z hľadiska celkovej spotreby primárnej energie (PEC) a spotreba primárnej energie pre tepelné využitie (PET). Rozdiel medzi týmito údajmi je daný množstvom spotrebovanej energie pre netepelné účely, ako v dopravných prostriedkoch a zariadeniach, motoroch atď. Rozdelenie na palivo a elektrickú energiu je zobrazený v grafe.
				0
Table 2.1.1 Total primary energy consumption (PEC) and primary energy consumption for thermal use (PET)					Table 2.1.1 Total primary energy consumption (PEC) and primary energy consumption for thermal use (PET)	Table 2.1.1 Total primary energy consumption (PEC) and primary energy consumption for thermal use (PET)	Таблица 2.1.1 Крайна консумация на първична енергия и консумация на първична енергия за топлинни нужди		Tabulka 2.1.1 Celková primární spotřeba energií (PEC) a spotřeba primárních energií pro výrobu tepla (PET)	Tabelle 2.1.1 Gesamtprimärenergieverbrauch (PEC) und Primärenergieverbrauch für thermische Zwecke (PET)	Tabla 2.1.1 Consumo total de energía primaria (PEC) y consumo de energía primaria para usos térmicos (PET)	Tableau 2.1.1 Consommation de l'énergie primaire (PEC) et consommation de l'énergie primaire pour une utilisation thermique (PET) totales	Tabella 2.1.1 Consumo totale di energia primaria (PEC) e consumo di energia primaria per uso termico (PET).	Tabela 2.1.1 Łączne pierwotne zużycie energii (PEC) i pierwotne zużycie energii na cele cieplne (PET)	Preglednica 2.1.1: Celotna raba primarne energije (PEC) in raba primarne energije za gretje (PET).	Tabuľka 2.1.1 Celková spotreba primárnej energie (PEC) a spotreba primárnej energie pre tepelné využitie (PET)
				0
Energy type (fuels / electricity)					PEC					PET					Energy type (fuels / electricity)	Energy type (fuels / electricity)	Вид енергия ( горива / електричество)		Typ energie (paliva/elektřina)	Energietypen (Brennstoffe / Strom)	Tipo de energía (combustibles / electricidad)	Type d'énergie (combustible/électricité)	Tipo di energia (combustibili/elettricità)	Typ energii (paliwa / energia elektryczna)	Vrsta energije (goriva / električna energija)	Typ energie (paliva/elektrickej energie)
				[MWh]			[% of Total]		[MWh]			[% of Total]				[% of Total]	[% of Total]	[% от Общо]		[% z celku]	[% von Gesamtbetrag]	[% del total]	[% du total]	[% del totale]	[% łącznie]	[% od celote]	[% z celku]
				2			2,00		2			2,00				0
				2			2,00		2			2,00				0
				2			2,00		2			2,00				0
				0
				0
				0
				0
				0
				0
				0
				0
				0
				0
				Figure	Figure	Фигура			Abbildung	Figura	Figure	Figura
Figure 2.1.1.1 Distribution of PEC by fuel type					0
				Distribution of PEC by fuel type	Distribution of PEC by fuel type	Разпределение на крайната консумация на първична енергия по тип гориво		Distribution of PEC by fuel type	PEC-Verteilung nach Brennstofftyp	Distribución del PEC por tipo de combustible	Répartition de la PEC par type de combustible	Ripartizione del PEC per tipo di combustibile	Rozkład PEC wg typu paliwa		Rozdelenie PEC podľa druhu paliva.
				0
				0
				0
				0
				0
				0
				0
				0
				0
				0
				0
				0
				0
				0
				0
				0
				0
				0
				0
				0
				0
Figure 2.1.1.1 Distribution of PET by fuel type					Distribution of PET by fuel type	Distribution of PET by fuel type	Разпределение на консумацията на първична енергия за топлинни нужди по тип гориво		Rozdělení PET podle typu paliva	PET-Verteilung nach Brennstofftyp	Distribución del PET por tipo de combustible	Répartition de la PET par type de combustible	Ripartizione del PET per tipo di combustibile	Rozkład PET wg typu paliwa		Rozdelenie PET podľa druhu paliva.

Note: the chart type should be adpated according to the results. By default the PIE CHART should be used. In the case where negative values appear (CHP), the COLUMN CHART should be used.
[MWh/year]

[MWh/year]

## 212a
company, city, country					EN	EN	BG	CAT	CZ	DE	ES	FR	IT	PL	SI	SK
2.1.2	Total final energy consumption (FEC) and final energy for thermal use (FET)					Total final energy consumption (FEC) and final energy for thermal use (FET)	Total final energy consumption (FEC) and final energy for thermal use (FET)	Крайна консумация на първична енергия и консумация на първична енергия за топлинни нужди		Celková konečná spotřeba energie (FEC) a celková konečná spotřeba energie pro výrobu tepla (FET)	Gesamtendenergieverbrauch (FEC) und Endenergieverbrauch für thermische Zwecke (FET)	Consumo total de energía final (FEC) y energía final para usos térmicos (FET)	Consommation d'énergie finale (FEC) et d'énergie finale pour une utilisation thermique (FET)	Consumo totale di energia finale (FEC) e energia finale per uso termico (FET)	Łączne ostateczne zużycie energii (FEC) i ostateczne zużycie energii dla celów cieplnych (FET)	Celotna raba končne energije (FEC) in raba končne energije za gretje (FET)	Celková konečná spotreba energie (FEC) a konečná spotreba energie pre tepelné využitie (FET)
				0
In the following the global energy consumption by fuel type reported is reported for the present state. The total energy consumption (FEC) and the energy consumption for thermal use are shown.					In the following the global energy consumption by fuel type reported is reported for the present state. The total energy consumption (FEC) and the energy consumption for thermal use are shown.	In the following the global energy consumption by fuel type reported is reported for the present state. The total energy consumption (FEC) and the energy consumption for thermal use are shown.	В следния материал представеното глобално енергопотребление е за текущото състояние. Показани са крайната консумация на първична енергия и консумацията на първична енергия за топлинни нужди.		Následující tabulka uvádí globální spotřebu energií v aktuálním stavu. Uvedena je celková spotřeba energií (FEC) a spotřeba energií pro výrobu tepla.	In der Folge wird der Gesamtenergieverbrauch nach angegebenem Brennstoff für den Ist-Zustand angeführt. Der Gesamtenergieverbrauch (FEC) und der Energieverbrauch für thermische Zwecke sind aufgelistet.	A continuación se indica el consumo de energía global por tipo de combustible en la situación actual. Se indican el consumo total de energía (FEC) y el consumo de energía para usos térmicos.	Ci-dessous, la consommation globale d'énergie par type de combustibles actuelle est reportée. La consommation d'énergie finale (FEC) et la consommation d'énergie finale pour une utilisation thermique (FET) sont présentées.	A seguire si riporta il consumo totale di energia per tipo di combustibile nella situazione attuale. Si evidenziano il consumo totale di energia (FEC) e il consumo di energia per uso termico.	W tej części globalne zużycie energii wg typu paliwa przedstawiono dla obecnego stanu. Zaprezentowano łączne ostateczne zużycie energii (FEC) i zużycie energii dla celów cieplnych.	Analizirana je sedanja globalna raba energije glede na vrsto goriva. Prikazana je celotna raba končne energije (FEC) in raba končne energije za gretje (FET).	Nasledujúca tabuľka uvádza globálnu energetickú spotrebu v súčasnom stave v závisosti od paliva. Uvedená je celková spotreba energie (FEC) a spotreba energie pre tepelné využitie.
				0
Table 2.1.2 Total final energy consumption (FEC) and final energy for thermal use (FET); present state.					Table 2.1.2 Total final energy consumption (FEC) and final energy for thermal use (FET); present state.	Table 2.1.2 Total final energy consumption (FEC) and final energy for thermal use (FET); present state.	Таблица 2.1.2 Крайна консумация на първична енергия и консумация на първична енергия за топлинни нужди; текущо състояние.		Tabulka 2.1.2 Celková konečná spotřeba energií (FEC) a konečná spotřeba energií pro výrobu tepla (FET); současný stav.	Tabelle 2.1.2 Gesamtendenergieverbrauch (FEC) und Endenergie für thermische Zwecke (FET); Ist-Zustand.	Tabla 2.1.2 Consumo total de energía final (FEC) y energía final para usos térmicos (FET); situación actual.	Tableau 2.1.2 Consommation d'énergie finale (FEC) et consommation d'énergie finale pour une utilisation thermique (FET) actuelles.	Tabella 2.1.2 Consumo totale di energia finale (FEC) e energia finale per uso termico (FET); situazione attuale.	Tabela 2.1.2 Łączne ostateczne zużycie energii (FEC) i ostateczne zużycie energii dla celów cieplnych (FET); stan obecny.	Preglednica 2.1.2: Celotna raba končne energije (FEC) in raba končne energije za gretje (FET); dejansko stanje.	Tabuľka 2.1.2 Celková konečná spotreba energie (FEC) a konečná energia pre tepelné využitie (FET), súčasný stav.
				0
Fuel type					FEC					FET					Fuel type	Fuel type	Вид гориво		Typ paliva	Brennstoff	Tipo de combustible	Type de combustible	Tipo di combustibile	Typ paliwa	Vrsta goriva	Typ paliva
				[MWh]			[% of Total]		[MWh]			[% of Total]				[% of Total]	[% of Total]	[% от Общо]		[% z celku]	[% von Gesamtbetrag]	[% del total]	[% de total]	[% del totale]	[% łącznie]	[% od celote]	[% z celku]
Natural Gas					1.000			67,00		800			67,00				0
Fuel oil					500			33,00		400			33,00				0
				0
				0
				0
				0
				0
				0
				0
				0
Total					1.500			100,00		1.200			100,00				Total	Total	Общо	Total	Total	Gesamt	Total	Total	Totale	Total	Total	Total
				0
				0
				0
				0
				0
				0
				0
				0
				0
				0
				0
				0
				0
				0
				0
				0
				0
				0
				0
				0
				0
				0
				0
				0
				0
				0
Figure 2.1.2.1 Total final energy consumption for thermal use (FET); present state.					Figure 2.1.2.1 Total final energy consumption for thermal use (FET); present state.	Figure 2.1.2.1 Total final energy consumption for thermal use (FET); present state.	Фигура 2.1.2.1 Крайна консумация на първична енергия за топлинни нужди; текущо състояние.		Obrázek 2.1.2.1 Celková konečná spotřeba energie pro výrobu tepla (FET); současný stav.	Abbildung 2.1.2.1 Gesamtendenergieverbrauch für thermische Zwecke (FET); Ist-Zustand.	Figura 2.1.2.1 Consumo total de energía final para usos térmicos (FET); situación actual.	Figure 2.1.2.1 Consommation d'énergie finale totale pour une utilisation thermique (FET); situation actuelle	Figura 2.1.2.1 Consumo totale di energia finale per uso termico (FET); situazione attuale.	Rys. 2.1.2.1 Łączne ostateczne zużycie energii dla celów cieplnych (FET); stan obecny.	Preglednica 2.1.2.1: Celotna raba končne energije za gretje (FET); dejansko stanje.	Obrázok 2.1.2.1 Konečná spotreba energie pre tepelné využitie (FET) podľa jednotlivých zariadení; súčasný stav.

Note: the chart type should be adpated according to the results. By default the PIE CHART should be used. In the case where negative values appear (CHP), the COLUMN CHART should be used.

[MWh/year]

## 212b
company, city, country					EN	EN	BG	CAT	CZ	DE	ES	FR	IT	PL	SI	SK
2.1.2	Total final energy consumption (FEC) and final energy for thermal use (FET)					Total final energy consumption (FEC) and final energy for thermal use (FET)	Total final energy consumption (FEC) and final energy for thermal use (FET)	Крайна консумация на първична енергия и консумация на първична енергия за топлинни нужди		Celková konečná spotřeba energie (FEC) a konečná spotřeba eneergie pro výrobu tepla (FET)	Gesamtendenergieverbrauch (FEC) und Endenergie für thermische Zwecke (FET)	Consumo total de energía final (FEC) y energía final para usos térmicos (FET)	Consommation d'énergie finale (FEC) et d'énergie finale pour une utilisation thermique (FET)	Consumo totale di energia finale (FEC) e energia finale per uso termico (FET)	Łączne ostateczne zużycie energii (FEC) i ostateczne zużycie energii dla celów cieplnych (FET)	Celotna raba končne energije (FEC) in raba končne energije za gretje (FET)	Celková konečná spotreba energie (FEC) a konečná spotreba energie pre tepelné využitie (FET)

				0
				0
				0
				0
				0
				0
				0
				0
				0
				0
				0
				0
				0
				0
				0
				0
Figure 2.1.2.2 Total final energy consumption (FEC); present state.					Figure 2.1.2.2 Total final energy consumption (FEC); present state.	Figure 2.1.2.2 Total final energy consumption (FEC); present state.	Фигура 2.1.2.2 Крайна консумация на първична енергия; текущо състояние.		Obrázek 2.1.2.2 Celková konečná spotřeba energie (FEC); současný stav.	Abbildung 2.1.2.2 Gesamtendenergieverbrauch (FEC); Ist-Zustand.	Figura 2.1.2.2 Consumo total de energía final (FEC); situación actual.	Figure 2.1.2.2 Consommation d'énergie finale (FEC) ; situation actuelle.	Figura 2.1.2.2 Consumo totale di energia finale (FEC); situazione attuale.	Rys. 2.1.2.2 Łączne ostateczne zużycie energii (FEC); stan obecny.	Slika 2.1.2.2: Celotna raba končne energije (FEC); dejansko stanje.	Graf 2.1.2.2 Celková konečná spotreba energie (FEC); súčasný stav.
				0
				0
				0
				0
				0
				0
				0
				0
				0
				0
				0
				0
				0
				0
				0
				0
				0
				0
				0
				0
				0
				0
				0
				0

Note: the chart type should be adpated according to the results. By default the PIE CHART should be used. In the case where negative values appear (CHP), the COLUMN CHART should be used.

[MWh/year]

## 213
company, city, country					EN	EN	BG	CAT	CZ	DE	ES	FR	IT	PL	SI	SK
2.1.3	Final energy consumption for thermal use (FET) by equipment					Final energy consumption for thermal use (FET) by equipment	Final energy consumption for thermal use (FET) by equipment	Крайно енергопотребление за топлинни нужди по оборудване		Celková konečná spotřeba energie pro výrobu tepla podle jednotlivých zařízení	Endenergieverbrauch für thermische Zwecke (FET) nach Anlage	Consumo de energía final para usos térmicos (FET) por equipo	Consommation d'énergie finale pour une utilisation thermique (FET) par équipement	Consumo di energia finale per uso termico (FET) per impianto	Ostateczne zużycie energii dla celów cieplnych (FET) wg sprzętu	Raba končne energije za toplotne potrebe (FET) po opremi	Celková konečná spotreba energie pre tepelné využitie podľa jednotlivých zariadení
				0
In the following the energy consumption for thermal use by equipment is analysed.					In the following the energy consumption for thermal use by equipment is analysed.	In the following the energy consumption for thermal use by equipment is analysed.	В следния материал енергопотреблението за топлинни нужди е анализирано.		Následuje analýza celkové konečné spotřeby energie pro výrobu tepla podle jednotlivých zařízení	In Folge wird der Energieverbrauch für thermische Zwecke nach Anlage analysiert.	A continuación se analiza el consumo de energía para usos térmicos por equipo.	Ci-dessous, la consommation d'énergie pour une utilisation thermique par équipement est analysée.	A seguire si analizza il consumo di energia per uso termico per impianto.	W tej części analizuje się zużycie energii dla celów cieplnych wg sprzętu.	V nadaljevanju je analizirana raba energije za gretje po opremi.	Následuje analýza celkovej konečnej spotreby energie pre tepelné využitie podľa jednotlivých zariadení.
				0
Table 2.1.3. Final energy consumption for thermal use (FET) by equipment (present state).					Table 2.1.3. Final energy consumption for thermal use (FET) by equipment (present state).	Table 2.1.3. Final energy consumption for thermal use (FET) by equipment (present state).	Таблица 2.1.3. Крайно енергопотребление за топлинни нужди по оборудване (текущо състояние).		Tabulka 2.1.3. Celková konečná spotřeba energie pro výrobu tepla (FET) podle jednotlivých zařízení (současný stav).	Tabelle 2.1.3. Endenergieverbrauch für thermische Zwecke (FET) nach Anlage (Ist-Zustand).	Tabla 2.1.3. Consumo de energía final para usos térmicos (FET) por equipo (situación actual).	Tableau 2.1.3. Consommation d'énergie finale pour une utilisation thermique (FET) par équipement (situation actuelle).	Tabella 2.1.3 Consumo di energia finale per uso termico (FET) per impianto (situazione attuale).	Tabela 2.1.3. Ostateczne zużycie energii dla celów cieplnych (FET) wg sprzętu (stan obecny).	Preglednica 2.1.3: Raba končne energije za gretje (FET) po opremi (dejansko stanje).	Tabulka 2.1.3. Celková konečná spotreba energie pre tepelné využitie (FET) podľa jednotlivých zariadení (súčasný stav).
				0
Equipment					Fuel type					FET by equipment					Equipment	Equipment	Оборудване		Zařízení	Anlage	Equipo	Équipement	Impianto	Sprzęt	Oprema	Zariadenie
				[MWh]			[% of Total]				Fuel type	Fuel type	Вид гориво		Typ paliva	Brennstoff	Tipo de combustible	Type de combustible	Tipo di combustibile	Typ paliwa	Vrsta goriva	Typ paliva
Boiler 1					Natural gas					1.000			40,00				FET by equipment	FET by equipment	Крайно енергопотребление за топлинни нужди по оборудване		FET podle jednotlivých zařízení	FET nach Anlage	FET por equipo	FET par équipement	FET per impianto	FET wg sprzętu	FET po opremi	FET podľa jednotlivých zariadení
				[% of Total]	[% of Total]	[% от Общо]		[% z celku]	[% von Gesamtbetrag]	[% del total]	[% du total]	[% del totale]	[% łącznie]	[% od celote]	[% z celku]
				0
				0
				0
				0
				0
				0
				0
				0
				0
				0
				0
				0
				0
				0
				0
				0
				0
				0
				0
				0
				0
				0
				0
				0
				0
				0
				0
				0
				0
				0
				0
				0
				0
				0
				0
Figure 2.1.3 Final energy consumption for thermal use (FET) by equipment					Figure 2.1.3 Final energy consumption for thermal use (FET) by equipment	Figure 2.1.3 Final energy consumption for thermal use (FET) by equipment	Фигура 2.1.3 Крайно енергопотребление за топлинни нужди по оборудване		Celková konečná spotřeba energie pro výrobu tepla podle jednotlivých zařízení	Abbildung 2.1.3 Endenergieverbrauch für thermische Zwecke (FET) nach Anlage	Figura 2.1.3 Consumo de energía final para usos térmicos (FET) por equipo	Figure 2.1.3 Consommation d'énergie finale pour une utilisation thermique (FET) par équipement	Consumo di energia finale per uso termico (FET) per impianto	Ostateczne zużycie paliwa dla celów cieplnych (FET) wg sprzętu	Raba končne energije za gretje (FET) iz opreme.	Obrázok 2.1.3 Konečná spotreba energie pre tepelné využitie (FET) podľa jednotlivých zariadení

## 221a
company, city, country					EN	EN	BG	CAT	CZ	DE	ES	FR	IT	PL	SI	SK
2.2.1	Total yearly supply heat and cooling by equipment					Total yearly supply heat and cooling by equipment	Total yearly supply heat and cooling by equipment	Общо годишно доставяне на топлинна и охладителна енергия по оборудване		Celková roční dodávka tepla podle jednotlivých zařízení	Gesamte Jahresversorgungswärme und -kälte nach Anlage	Suministro anual total de calor y frío por equipo	Fourniture annuelle de chaleur et de refroidissement totale par équipement	Fornitura totale di calore e freddo per impianto	Łączne roczne ciepło doprowadzane wg sprzętu	Celotna letna dobava toplote z opremo	Celková ročná dodávka tepla a chladenia podľa jednotlivých zariadení

In the following the useful supply heat (USH) By equipment is analysed for the present state.					In the following the useful supply heat (USH) By equipment is analysed for the present state.	In the following the useful supply heat (USH) By equipment is analysed for the present state.	В следния материал полезната доставна топлина по оборудване е анализирана за текущото състояние.		Následuje analýza dodávek užitečného tepla (USH) podle jednotlivých zařízení, současný stav.	In der Folge wird die Nutzwärme (USH) nach Anlage für den Ist-Zustand analysiert.	A continuación se analiza el suministro de calor útil (USH) por equipo en la situación actual.	Ci-dessous, l'alimentation en chaleur utile (USH) actuelle par équipement est analysée.	A seguire si analizza il calore utile fornito (USH) per tipo di impianto, nella situazione attuale.	W tej części analizuje się użytkowe ciepło doprowadzane (USH) wg sprzętu dla stanu obecnego.	V nadaljevanju je izdelana analiza dejanskega stanja koristne dobave toplote (USH) z opremo.	Následuje analýza dodávok užitočného tepla (USH) podľe jednotlivých zariadení, súčasný stav.
				0
Table 2.2.1.1 Useful supply heat (USH) by equipment; present state.					Table 2.2.1.1 Useful supply heat (USH) by equipment; present state.	Table 2.2.1.1 Useful supply heat (USH) by equipment; present state.	Таблица 2.2.1.1 Полезната доставна топлина по оборудване; текущо състояние.		Tabulka 2.2.1 Dodávky užitečného tepla (USH) podle jednotlivých zařízení, současný stav.	Tabelle 2.2.1.1 Nutzwärme (USH) nach Anlage; Ist-Zustand.	Tabla 2.2.1.1 Suministro de calor útil (USH) por equipo; situación actual.	Tableau 2.2.1.1 Alimentation en chaleur utile (USH) actuelle par équipement.	Tabella 2.2.1.1 Calore utile fornito (USH) per impianto. Situazione attuale.	Tabela 2.2.1 Użytkowe ciepło doprowadzane (USH) wg sprzętu; stan obecny.	Preglednica 2.2.1: Koristna dobavna toplota iz opremo; dejansko stanje.	Tabuľka 2.2.1 Dodávky užitočného tepla (USH) podľa jednotlivých zariadení, súčasný stav.
				0
Equipment					USH by equipment					Equipment	Equipment	Оборудване		Zařízení	Anlage	Equipo	Équipement	Impianto	Sprzęt	Oprema	Zariadenie
				[MWh]			[% of Total]					USH by equipment	USH by equipment	Полезната доставна топлина по оборудване		USH podle jednotlivých zařízení	USH nach Anlage	USH por equipo	USH par équipement	USH per impianto	USH wg sprzętu	USH po opremi	USH podľa jednotlivých zariadení
a					1.000			40,00					[% of Total]	[% of Total]	[% от Общо]		[% z celku]	[% von Gesamtbetrag]	[% del total]	[% du total]	[% del totale]	[% łącznie]	[% od skupne vrednosti]	[% z celku]
				0
				0
				0
				0
				0
				0
				0
				0
				0
				0
				0
				0
				0
				0
				0
				0
				0
				0
				0
				0
				0
				0
				0
				0
				0
				0
				0
				0
				0
				0
				0
				0
				0
				0
				0
				0
Figure 2.2.1.1 Useful supply heat (USH) by equipment. Present state.					Figure 2.2.1.1 Useful supply heat (USH) by equipment. Present state.	Figure 2.2.1.1 Useful supply heat (USH) by equipment. Present state.	Фигура 2.2.1.1 Полезната доставна топлина по оборудване. Текущо състояние.		Obrázek 2.2.1.1 Dodávky užitečného tepla (USH) podle jednotlivých zařízení, současný stav.	Abbildung 2.2.1.1 Nutzwärme (USH) nach Anlage. Ist-Zustand.	Figura 2.2.1.1 Suministro de calor útil (USH) por equipo. Situación actual.	Figure 2.2.1.1 Alimentation en chaleur utile (USH) actuelle par équipement.	Figura 2.2.1 Calore utile fornito (USH) per impianto. Situazione attuale.	Wykres 2.2.1 Użytkowe ciepło doprowadzane (USH) wg sprzętu. Stan obecny.	Slika 2.2.1: Koristna dobavna toplota (USH) iz opreme. Dejansko stanje.	Obrázok 2.2.1.1 Dodávka užitočného tepla (USC) podľa zariadení. Súčasný stav.

## 221b
company, city, country					EN	EN	BG	CAT	CZ	DE	ES	FR	IT	PL	SI	SK
2.2.1	Total yearly supply heat and cooling by equipment					Total yearly supply heat and cooling by equipment	Total yearly supply heat and cooling by equipment	Общо годишно доставяне на топлинна и охладителна енергия по оборудване		Celková roční dodávka tepla podle jednotlivých zařízení	Gesamte Jahresversorgungswärme und -kälte nach Anlage	Suministro anual total de calor y frío por equipo	Fourniture annuelle de chaleur et de refroidissement totale par équipement	Fornitura totale annua di calore e freddo per impianto	Łączne roczne ciepło doprowadzane wg sprzętu	Celotna letna dobava toplote z opremo	Celková ročná dodávka tepla a chladenia podľa jednotlivých zariadení

In the following the useful supply cooling (USC) by equipment is analysed for the present state.					In the following the useful supply cooling (USC) by equipment is analysed for the present state.	In the following the useful supply cooling (USC) by equipment is analysed for the present state.	В следния материал полезна доставна охладителна енергия по оборудване е анализирана за текущото състояние.		Následuje analýza dodávek užitečného tepla (USH) podle jednotlivých zařízení, současný stav.	In der Folge wird die Nutzkälte (USC) nach Anlage für den Ist-Zustand analysiert.	A continuación se analiza el suministro de frío útil (USC) por equipo en la situación actual.	Ci-dessous, la demande en froid utile d'alimentation (USC) actuelle par équipement est analysée.	A seguire si analizza l'energia utile fornita per raffreddamento (USC) per impianto, nella situazione attuale.	W tej części analizuje się użytkowe ciepło doprowadzane (USH) wg sprzętu dla stanu obecnego.	V nadaljevanju je izdelana analiza dejanskega stanja koristne dobave toplote (USH) z opremo.	Následuje analýza dodávok užitočného chladenia (USC) podľa jednotlivých zariadení, súčasný stav.
				0
Table 2.2.1.2 Useful supply cooling (USC) by equipment; present state.					Table 2.2.1.2 Useful supply cooling (USC) by equipment; present state.	Table 2.2.1.2 Useful supply cooling (USC) by equipment; present state.	Tаблица 2.2.1.2 Полезна доставна охладителна енергия по оборудване; текущо състояние.		Tabulka 2.2.1 Dodávky užitečného tepla (USH) podle jednotlivých zařízení, současný stav.	Tabelle 2.2.1.2 Nutzkälte (USC) nach Anlage; Ist-Zustand.	Tabla 2.2.1.2 Suministro de frío útil (USC) por equipo; situación actual.	Tableau 2.2.1.2 La demande en froid utile d'alimentation (USC) actuelle par équipement.	Tabella 2.2.1.2 Energia utile fornita per raffreddamento (USC) per impianto. Situazione attuale.	Tabela 2.2.1 Użytkowe ciepło doprowadzane (USH) wg sprzętu; stan obecny.	Preglednica 2.2.1: Koristna dobavna toplota iz opremo; dejansko stanje.	Tabuľka 2.2.1 Dodávky užitočného chladenia (USC) podľa jednotlivých zariadení, súčasný stav.
				0
Equipment					USC by equipment					Equipment	Equipment	Оборудване		Zařízení	Anlage	Equipo	Équipement	Impianto	Sprzęt	Oprema	Zariadenie
				[MWh]			[% of Total]					USC by equipment	USC by equipment	Полезна доставна охладителна енергия по оборудване		USH podle jednotlivých zařízení	USC nach Anlage	USC por equipo	USC par équipement	USC per impianto	USH wg sprzętu	USH po opremi	USC podľa jednotlivých zariadení
a					1.000			40,00					[% of Total]	[% of Total]	[% от Общо]		[% z celku]	[% von Gesamtbetrag]	[% del total]	[% du total]	[% del totale]	[% łącznie]	[% od skupne vrednosti]	[% z celku]
				0
				0
				0
				0
				0
				0
				0
				0
				0
				0
				0
				0
				0
				0
				0
				0
				0
				0
				0
				0
				0
				0
				0
				0
				0
				0
				0
				0
				0
				0
				0
				0
				0
				0
				0
				0
Figure 2.2.1.2 Useful supply cooling (USC) by equipment. Present state.					Figure 2.2.1.2 Useful supply cooling (USC) by equipment. Present state.	Figure 2.2.1.2 Useful supply cooling (USC) by equipment. Present state.	Фигура 2.2.1.2 Полезна доставна охладителна енергия по оборудване. Текущо състояние.		Obrázek 2.2.1 Dodávky užitečného tepla (USH) podle jednotlivých zařízení, současný stav.	Abbildung 2.2.1.2 Nutzkälte (USC) nach Anlage. Ist-Zustand.	Figura 2.2.1.2 Suministro de frío útil (USC) por equipo. Situación actual.	Figure 2.2.1.2 Demande en froid utile d'alimentation (USC) actuelle par équipement.	Figura 2.2.1 Energia utile fornita per raffreddamento (USC) per impianto.Situazione attuale.	Wykres 2.2.1 Użytkowe ciepło doprowadzane (USH) wg sprzętu. Stan obecny.	Slika 2.2.1: Koristna dobavna toplota (USH) iz opreme. Dejansko stanje.	Obrázok 2.2.1.2 Dodávka užitočného chladenia (USC) podľa zariadení. Súčasný stav.

## 222a
	company, city, country					EN	EN	BG	CAT	CZ	DE	ES	FR	IT	PL	SI	SK
	2.2.2	Supply heat and cooling by temperature levels and annual operating hours					Supply heat and cooling by temperature levels and annual operating hours	Supply heat and cooling by temperature levels and annual operating hours	Доставяне на топлинна и охладителна енергия по температурни нива и работни часове годишно		Dodávky tepla podle úrovní teplot a roční provozní doby	Versorgungswärme und -kälte nach Temperaturniveaus und Jahresbetriebsstunden	Suministro de calor y frío por niveles de temperatura y horas anuales de funcionamiento	Fourniture de chaleur/refroidissement par niveaux de temp. et par heures d'exploitation annuelles	Fornitura di calore e freddo per livelli di temperatura e ore di funzionamento annue	Ciepło doprowadzane wg poziomów temperatury i rocznych godzin roboczych	Dobavljena toplota po temperaturnih nivojih in letne obratovalne ure	Dodávky tepla podľa teplotných úrovní a ročnej prevádzkovej doby
				0
	In the following the instantaneous demand for useful supply heat (USH) by temperature levels and annual operating hours is analysed. In Table 2.2.2.1 data of maximum power and yearly heat demand are given for base load (> 4000 h/a), medium load (> 2000 h/a) and peeak load (< 2000 h).					In the following the instantaneous demand for useful supply heat (USH) by temperature levels and annual operating hours is analysed. In Table 2.2.2.1 data of maximum power and yearly heat demand are given for base load (> 4000 h/a), medium load (> 2000 h/a) and peeak load (< 2000 h).	In the following the instantaneous demand for useful supply heat (USH) by temperature levels and annual operating hours is analysed. In Table 2.2.2.1 data of maximum power and yearly heat demand are given for base load (> 4000 h/a), medium load (> 2000 h/a) and peeak load (< 2000 h).	В следния материал се анализира моментната нужда от полезна доставна топлина по температурни нива и работни часове годишно. В Таблица 2.2.2.1 са дадени данни за максимална мощност и годишната нужда от топлина за ниско натоварване (> 4000 h/a), средно натоварване (> 2000 h/a) и пиково натоварване (< 2000 h).		Následuje analýza okamžité poptávky po využitelném teplu (USH) podle úrovní teploty a roční provozní doby. Tabulka 2.2.2 obsahuje údaje o maximálním výkonu a roční poptávce po teplu pro základní zatížení (> 4000 h/a), střední zatížení (> 2000 h/a) a špičkové zatížení (< 2000 h).	In der Folge wird der Bedarf an Nutzwärme (USH) nach Temperaturniveau und Jahresbetriebsstunden analysiert. In Tabelle 2.2.2 sind die Daten über die maximale Leistung und den Jahreswärmebedarf für Grundlast (> 4000 Std./Jahr), Mittellast (> 2000 Std./Jahr) und Spitzenlast (< 2000 Std.) angegeben.	A continuación se analiza la demanda instantánea para el suministro de calor útil (USH) por niveles de temperatura y horas anuales de funcionamiento. En la Tabla 2.2.2.1 se indican los datos relativos a la potencia máxima y la demanda anual de calor para la carga básica (> 4000 h/a), media carga (> 2000 h/a) y picos de carga (< 2000 h).	Ci-dessous, la demande instantanée de l'alimentation en chaleur utile (USH) par niveaux de température et par heures d'exploitation annuelles est analysée. Dans le tableau 2.2.2.1, les données de puissance maximale et de demande de chaleur annuelle sont données pour la charge de base (> 4 000 h/a), la charge moyenne (> 2 000 h/a) et la charge de pointe (< 2 000 h).	Di seguito si analizza il profilo del calore utile fornito (USH) per livelli di temperatura e ore di funzionamento annue. La Tabella 2.2.2.1 riporta i dati relativi alla potenza massima e alla domanda annuale di calore per carico base (> 4000 h/a), carico medio (> 2000 h/a) e carico punta (< 2000 h).	W tej części analizuje się natychmiastowe zapotrzebowanie na użytkowe ciepło doprowadzane (USH) wg poziomów temperatury i rocznych godzin roboczych. Tabela 2.2.2 zawiera dane o maksymalnej mocy i rocznym zapotrzebowaniu na ciepło przy obciążeniu podstawowym (> 4000 h/a), obciążeniu średnim (> 2000 h/a) i obciążeniu szczytowym (< 2000 h).	Analizirani sta trenutna potreba po koristni dobavni toploti (USH) po temperaturnih nivojih in letne obratovalne ure. V preglednici 2.2.2 so podani podatki za najvišjo moč in letna potrebna toplota glede po obsegu proizvodnje. Osnovna obremenitev (> 4000 h/a), povprečna obremenitev (> 2000 h/a) in vrhnja obremenitev (< 2000 h/a).	Následuje analýza okamžitej potreby využiteľného tepla (USH) podľa teplotných úrovní a ročnej prevádzkovej doby. Tabuľka 2.2.2.1 obsahuje údaje o maximálnom výkone a ročnej potrebe tepla pre základné zaťaženie (> 4000 h/a), stredné zaťaženie (> 2000 h/a) a špičkové zaťaženie (< 2000 h).
				0
	Table 2.2.2.1 Supply heat by temperature levels and annual operating hours					Table 2.2.2.1 Supply heat by temperature levels and annual operating hours	Table 2.2.2.1 Supply heat by temperature levels and annual operating hours	Таблица 2.2.2.1 Полезна доставна топлина по температурни нива и работни часове годишно		Tabulka 2.2.2 Dodávky tepla podle úrovní teplot a roční provozní doby	Table 2.2.2.1 Versorgungswärme nach Temperaturniveaus und Jahresbetriebsstunden	Tabla 2.2.2.1 Suministro de calor por niveles de temperatura y horas anuales de funcionamiento	Tableau 2.2.2.1 Fourniture de chaleur par niveaux de température et par heures d'exploitation annuelles	Tabella 2.2.2.1 Calore utile fornito per livelli di temperatura e ore di funzionamento annue	Tabela 2.2.2 Zaopatrzenie w ciepło wg poziomów temperatury i rocznych godzin roboczych	Preglednica 2.2.2: Dobavna toplota po temperaturnih nivojih in letne obratovalne ure.	Tabuľka 2.2.2.1 Dodávka tepla podľa úrovní teplôt a ročnej prevádzkovej doby
				0
	Temperature levels		Base load				Medium load				Peak load					Temperature levels	Temperature levels	Температурни нива		Úrovně teplot	Temperaturniveaus	Niveles de temperatura	Niveaux de température	Livelli di temperatura	Poziomy temperatury	Temperaturni nivoji	Úrovne teplôt
			power [kW]		energy [MWh]		power [kW]		energy [MWh]		power [kW]		energy [MWh]					Base load	Base load	Ниско натоварване		Základní zatížení	Grundlast	Carga básica	Charge de base	Carico base	Obciążenie podstawowe	Osnovna obremenitev	Základné zaťaženie
				Medium load	Medium load	Средно натоварване		Střední zatížení	Mittellast	Media carga	Charge moyenne	Carico medio	Obciążenie średnie	Povprečna obremenitev	Stredné zaťaženie
				Peak load	Peak load	Пиково натоварване		Špičkové zatížení	Spitzenlast	Pico de carga	Charge de pointe	Carico punta	Obciążenie szczytowe	Najvišja obremenitev	Špičkové zaťaženie
				power [kW]	power / [kW]	мощност [kW]		výkon / [kW]	Leistung / [kW]	potencia[kW]	Puissance / [kW]	potenza [kW]	moc / [kW]	moč [kW]	výkon / [kW]
				energy [MWh]	energy / [MWh]	енергия [kW]		energie / [MWh]	Energie / [MWh]	energía[MWh]	Énergie / [MWh]	energia / [MWh]	energia / [MWh]	energija [MWh]	energia / [MWh]
				h/a	h/a	h/a	h/a	h/a	h/a	h/a		h/a	h/a	h/a	h/a
	Base load: > 4000h/a, Medium load: >2000 h/a					0
				0
				0
				0
				0
				0
				0
				0
				0
	Operating hours [h] / Supply heat [kW]					0
				0
				0
				Supply heat	Supply heat	Доставна топлина		Dodávky tepla	Versorgungswärme	Suministro de calor	Fourniture de chaleur	Somministro di calore	Ciepło doprowadzane	Dobavna toplota	Dodávka tepla
				0
				0
				0
				0
				0
				0
				0
				0
				0
				0
				0
				0
				0
				0
				0
				Operating hours	Operating hours	Работни часове		Provozní hodiny	Betriebsstunden	Horas de funcionamiento	Heures d'exploitation	Ore di funzionamento	Godziny robocze	Obratovalne ure	Prevádzkové hodiny
				0
				0
				0
	Figure 2.2.2.1 Distribution of supply heat by temperature levels and annual operating hours. Present state.					Figure 2.2.2.1 Distribution of supply heat by temperature levels and annual operating hours. Present state.	Figure 2.2.2.1 Distribution of supply heat by temperature levels and annual operating hours. Present state.	Фигура 2.2.2.1 Разпределение на полезната доставна топлина по температурни нива и работни часове годишно.Текущо състояние.		Obrázek 2.2.2 Distribuce dodávek tepla podle úrovní teploty a roční provozní doby. Aktuální stav.	Abbildung 2.2.2.1 Verteilung der Versorgungswärme nach Temperaturniveaus und Jahresbetriebsstunden. Ist-Zustand.	Figura 2.2.2 Distribución del suministro de calor por niveles de temperatura y horas anuales de funcionamiento. Situación actual.	Figure 2.2.2.1 Répartition de la fourniture de chaleur actuelle par niveaux de température et d'heures d'exploitation annuelles.	Figura 2.2.2.1 Distribuzione del calore utile fornito per livelli di temperatura e ore di funzionamento annue. Situazione attuale.	Wykres 2.2.2 Rozkład ciepła doprowadzanego wg poziomów temperatury i rocznych godzin roboczych. Stan obecny.	Slika 2.2.2: Distribucija dobavne toplote po temperaturnih nivojih in letnih obratovalnih urah. Dejansko stanje.	Obrázok 2.2.2.1 Distribúcia dodávok tepla podľa teplotných úrovní a ročnej prevádzkovej doby. Aktuálny stav.

EA4c_PLOT_REPORT
a	b	c	d	e	f
a	b	c	d	e	f
a	b	c	d	e	f
a	b	c	d	e	f
a	b	c	d	e	f
a	b	c	d	e	f
a	b	c	d	e	f
a	b	c	d	e	f
a	b	c	d	e	f
a	b	c	d	e	f
a	b	c	d	e	f
a	b	c	d	e	f
a	b	c	d	e	f
a	b	c	d	e	f
a	b	c	d	e	f
a	b	c	d	e	f
a	b	c	d	e	f
a	b	c	d	e	f
a	b	c	d	e	f
a	b	c	d	e	f
a	b	c	d	e	f
a	b	c	d	e	f
a	b	c	d	e	f
a	b	c	d	e	f
a	b	c	d	e	f
a	b	c	d	e	f
a	b	c	d	e	f
a	b	c	d	e	f
a	b	c	d	e	f
a	b	c	d	e	f
a	b	c	d	e	f
a	b	c	d	e	f
a	b	c	d	e	f
a	b	c	d	e	f
a	b	c	d	e	f
a	b	c	d	e	f
a	b	c	d	e	f
a	b	c	d	e	f
a	b	c	d	e	f
a	b	c	d	e	f
a	b	c	d	e	f
a	b	c	d	e	f
a	b	c	d	e	f
a	b	c	d	e	f
a	b	c	d	e	f
a	b	c	d	e	f
a	b	c	d	e	f
a	b	c	d	e	f
a	b	c	d	e	f
a	b	c	d	e	f
a	b	c	d	e	f
a	b	c	d	e	f
a	b	c	d	e	f
a	b	c	d	e	f
a	b	c	d	e	f
a	b	c	d	e	f
a	b	c	d	e	f
a	b	c	d	e	f
a	b	c	d	e	f
a	b	c	d	e	f
a	b	c	d	e	f
a	b	c	d	e	f
a	b	c	d	e	f
a	b	c	d	e	f
a	b	c	d	e	f
a	b	c	d	e	f
a	b	c	d	e	f
a	b	c	d	e	f
a	b	c	d	e	f
a	b	c	d	e	f
a	b	c	d	e	f
a	b	c	d	e	f
a	b	c	d	e	f
a	b	c	d	e	f
a	b	c	d	e	f
a	b	c	d	e	f
a	b	c	d	e	f
a	b	c	d	e	f
a	b	c	d	e	f
a	b	c	d	e	f
a	b	c	d	e	f
a	b	c	d	e	f
a	b	c	d	e	f
a	b	c	d	e	f
a	b	c	d	e	f
a	b	c	d	e	f
a	b	c	d	e	f
a	b	c	d	e	f
a	b	c	d	e	f
a	b	c	d	e	f
a	b	c	d	e	f
a	b	c	d	e	f
a	b	c	d	e	f
a	b	c	d	e	f
a	b	c	d	e	f
a	b	c	d	e	f
a	b	c	d	e	f
a	b	c	d	e	f
a	b	c	d	e	f
a	b	c	d	e	f
a	b	c	d	e	f

## 222b
	company, city, country					EN	EN	BG	CAT	CZ	DE	ES	FR	IT	PL	SI	SK
	2.2.2	Supply heat and cooling by temperature levels and annual operating hours					Supply heat and cooling by temperature levels and annual operating hours	Supply heat and cooling by temperature levels and annual operating hours	Доставяне на топлинна и охладителна енергия по температурни нива и работни часове годишно		Dodávky tepla podle úrovní teplot a roční provozní doby	Versorgungswärme und -kälte nach Temperaturniveaus und Jahresbetriebsstunden	Suministro de calor y frío por niveles de temperatura y horas anuales de funcionamiento	Fourniture de chaleur/refroidissement par niveaux de temp, et par heures d'exploitation annuelles	Fornitura di calore e freddo per livelli di temperatura e ore di funzionamento annue	Ciepło doprowadzane wg poziomów temperatury i rocznych godzin roboczych	Dobavljena toplota po temperaturnih nivojih in letne obratovalne ure	Dodávka tepla a chladenia podľa teplotných úrovní a ročnej prevádzkovej doby
				0
	In the following the instantaneous demand for useful supply cooling (USC) by temperature levels and annual operating hours is analysed. In Table 2.2.2.2 data of maximum power and yearly cooling demand are given for base load (> 4000 h/a), medium load (> 2000 h/a) and peeak load (< 2000 h).					In the following the instantaneous demand for useful supply cooling (USC) by temperature levels and annual operating hours is analysed. In Table 2.2.2.2 data of maximum power and yearly cooling demand are given for base load (> 4000 h/a), medium load (> 2000 h/a) and peeak load (< 2000 h).	In the following the instantaneous demand for useful supply cooling (USC) by temperature levels and annual operating hours is analysed. In Table 2.2.2.2 data of maximum power and yearly cooling demand are given for base load (> 4000 h/a), medium load (> 2000 h/a) and peeak load (< 2000 h).	В следния материал се анализира моментната нужда от полезна охладителна енергия по температурни нива и работни часове годишно. В Таблица 2.2.2.1 са дадени данни за максимална мощност и годишната нужда от охладителна енергия за ниско натоварване (> 4000 h/a), средно натоварване (> 2000 h/a) и пиково натоварване (< 2000 h).		Následuje analýza okamžité poptávky po využitelném teplu (USH) podle úrovní teploty a roční provozní doby. Tabulka 2.2.2 obsahuje údaje o maximálním výkonu a roční poptávce po teplu pro základní zatížení (> 4000 h/a), střední zatížení (> 2000 h/a) a špičkové zatížení (< 2000 h).	In der Folge wird der Bedarf an Nutzkälte (USC) nach Temperaturniveaus und Jahresbetriebsstunden analysiert. In Tabelle 2.2.2.2 sind die Daten über die maximale Leistung und den Jahreskältebedarf für Grundlast (> 4000 Std./Jahr), Mittellast (> 2000 Std./Jahr) und Spitzenlast (< 2000 Std.) angegeben.	A continuación se analiza la demanda instantánea para el suministro de frío útil (USC) por niveles de temperatura y horas anuales de funcionamiento. En la Tabla 2.2.2.2 se indican los datos relativos a la potencia máxima y la demanda anual de calor para la carga básica (> 4000 h/a), media carga (> 2000 h/a) y picos de carga (< 2000 h).	Ci-dessous, la demande instantanée en froid utile d'alimentation (USC) par niveaux de température et par heures d'exploitation annuelles est analysée. Dans le tableau 2.2.2.2, les données de puissance maximale et de demande de refroidissement annuelle sont données pour la charge de base (> 4 000 h/a), la charge moyenne (> 2 000 h/a) et la charge de pointe (< 2 000 h).	Di seguito si analizza il profilo della fornitura di freddo (USC) per livelli di temperatura e ore di funzionamento annue. La Tabella 2.2.2.2 riporta i dati relativi alla potenza massima e alla domanda annuale di raffreddamento per il carico base (> 4000 h/a), carico medio (> 2000 h/a) e carico punta (< 2000 h).	W tej części analizuje się natychmiastowe zapotrzebowanie na użytkowe ciepło doprowadzane (USH) wg poziomów temperatury i rocznych godzin roboczych. Tabela 2.2.2 zawiera dane o maksymalnej mocy i rocznym zapotrzebowaniu na ciepło przy obciążeniu podstawowym (> 4000 h/a), obciążeniu średnim (> 2000 h/a) i obciążeniu szczytowym (< 2000 h).	Analizirani sta trenutna potreba po koristni dobavni toploti (USH) po temperaturnih nivojih in letne obratovalne ure. V preglednici 2.2.2 so podani podatki za najvišjo moč in letna potrebna toplota glede po obsegu proizvodnje. Osnovna obremenitev (> 4000 h/a), povprečna obremenitev (> 2000 h/a) in vrhnja obremenitev (< 2000 h/a).	Následuje analýza okamžitej potreby chladenia (USC) podľa teplotných úrovní a ročnej prevádzkovej doby. Tabuľka 2.2.2.2 obsahuje údaje o maximálnom výkonu a ročnej potrebe chladenia pre základné zaťaženie (> 4000 h/a), stredné zaťaženie (> 2000 h/a) a špičkové zaťaženie (< 2000 h).
				0
	Table 2.2.2.2 Supply cooling by temperature levels and annual operating hours					Table 2.2.2.2 Supply cooling by temperature levels and annual operating hours	Table 2.2.2.2 Supply cooling by temperature levels and annual operating hours	Таблица 2.2.2.2 Полезна охладителна енергия по температурни нива и работни часове годишно		Tabulka 2.2.2 Dodávky tepla podle úrovní teplot a roční provozní doby	Tabelle 2.2.2.2 Versorgungskälte nach Temperaturniveaus und Jahresbetriebsstunden	Tabla 2.2.2.2 Suministro de frío por niveles de temperatura y horas anuales de funcionamiento	Tableau 2.2.2.2 Fourniture de refroidissement par niveaux de température et par heures d'exploitation annuelles	Tabella 2.2.2.2 Raffreddamento per livelli di temperatura e ore di funzionamento annue	Tabela 2.2.2 Zaopatrzenie w ciepło wg poziomów temperatury i rocznych godzin roboczych	Preglednica 2.2.2: Dobavna toplota po temperaturnih nivojih in letne obratovalne ure.	Tabuľka 2.2.2.2 Dodávka chladenia podľa úrovne teplôt a ročnej prevádzkovej doby
				0
	Temperature levels		Base load				Medium load				Peak load					Temperature levels	Temperature levels	Температурни нива		Úrovně teplot	Temperaturniveaus	Niveles de temperatura	Niveaux de température	Livelli di temperatura	Poziomy temperatury	Temperaturni nivoji	Úrovne teplôt
			power [kW]		energy [MWh]		power [kW]		energy [MWh]		power [kW]		energy [MWh]					Base load	Base load	Ниско натоварване		Základní zatížení	Grundlast	Carga básica	Charge de base	Carico base	Obciążenie podstawowe	Osnovna obremenitev	Základné zaťaženie
				Medium load	Medium load	Средно натоварване		Střední zatížení	Mittellast	Media carga	Charge moyenne	Carico medio	Obciążenie średnie	Povprečna obremenitev	Stredné zaťaženie
				Peak load	Peak load	Пиково натоварване		Špičkové zatížení	Spitzenlast	Pico de carga	Charge de pointe	Carico punta	Obciążenie szczytowe	Najvišja obremenitev	Špičkové zaťaženie
				power [kW]	power / [kW]	мощност [kW]		výkon / [kW]	Leistung / [kW]	potencia[kW]	Puissance / [kW]	Potenza [kW]	moc / [kW]	moč [kW]	výkon / [kW]
				energy [MWh]	energy / [MWh]	енергия [kW]		energie / [MWh]	Energie / [MWh]	energía[MWh]	Énergie / [MWh]	Energia [MWh]	energia / [MWh]	energija [MWh]	energia / [MWh]
				0
	Base load: > 4000h/a, Medium load: >2000 h/a					0
				0
				0
				0
				0
				0
				0
				0
		Operating hours [h] / Supply cooling [kW]					0
				0
				0
				0
				Supply heat	Supply heat	Доставна топлина		Dodávky tepla	Versorgungswärme	Suministro de calor	Fourniture de chaleur	Somministro di freddo	Ciepło doprowadzane	Dobavna toplota	Dodávka tepla
				0
				0
				0
				0
				0
				0
				0
				0
				0
				0
				0
				0
				0
				0
				0
				Operating hours	Operating hours	Работни часове		Provozní hodiny	Betriebsstunden	Horas de funcionamiento	Heures d'exploitation	Ore di funzionamento	Godziny robocze	Obratovalne ure	Provádzkové hodiny
				0
				0
				0
	Figure 2.2.2.2 Distribution of supply cooling by temperature levels and annual operating hours. Present state.					Figure 2.2.2.2 Distribution of supply cooling by temperature levels and annual operating hours. Present state.	Figure 2.2.2.2 Distribution of supply cooling by temperature levels and annual operating hours. Present state.	Фигура 2.2.2.2 Разпределение на полезната охладителна енергия по температурни нива и работни часове годишно. Текущо състояние.		Obrázek 2.2.2 Distribuce dodávek tepla podle úrovní teploty a roční provozní doby. Aktuální stav.	Abbildung 2.2.2.2 Verteilung der Versorgungskälte nach Temperaturniveaus und Jahresbetriebsstunden. Ist-Zustand.	Figura 2.2.2.2 Distribución del suministro de frío por niveles de temperatura y horas anuales de funcionamiento. Situación actual.	Figure 2.2.2.2 Répartition de la fourniture de refroidissement actuelle par niveaux de température et d'heures d'exploitation annuelles.	Figura 2.2.2 Distribuzione dell'energia utile fornita per raffreddamento per livelli di temperatura e ore di funzionamento annue. Situazione attuale.	Wykres 2.2.2 Rozkład ciepła doprowadzanego wg poziomów temperatury i rocznych godzin roboczych. Stan obecny.	Slika 2.2.2: Distribucija dobavne toplote po temperaturnih nivojih in letnih obratovalnih urah. Dejansko stanje.	Obrázok 2.2.2.2 Distribúcia dodávok chladenia podľa teplotných úrovní a ročnej prevádzkovej doby. Aktuálny stav.

EA4c_PLOT_REPORT_C
a	b	c	d	e	f
a	b	c	d	e	f
a	b	c	d	e	f
a	b	c	d	e	f
a	b	c	d	e	f
a	b	c	d	e	f
a	b	c	d	e	f
a	b	c	d	e	f
a	b	c	d	e	f
a	b	c	d	e	f
a	b	c	d	e	f
a	b	c	d	e	f
a	b	c	d	e	f
a	b	c	d	e	f
a	b	c	d	e	f
a	b	c	d	e	f
a	b	c	d	e	f
a	b	c	d	e	f
a	b	c	d	e	f
a	b	c	d	e	f
a	b	c	d	e	f
a	b	c	d	e	f
a	b	c	d	e	f
a	b	c	d	e	f
a	b	c	d	e	f
a	b	c	d	e	f
a	b	c	d	e	f
a	b	c	d	e	f
a	b	c	d	e	f
a	b	c	d	e	f
a	b	c	d	e	f
a	b	c	d	e	f
a	b	c	d	e	f
a	b	c	d	e	f
a	b	c	d	e	f
a	b	c	d	e	f
a	b	c	d	e	f
a	b	c	d	e	f
a	b	c	d	e	f
a	b	c	d	e	f
a	b	c	d	e	f
a	b	c	d	e	f
a	b	c	d	e	f
a	b	c	d	e	f
a	b	c	d	e	f
a	b	c	d	e	f
a	b	c	d	e	f
a	b	c	d	e	f
a	b	c	d	e	f
a	b	c	d	e	f
a	b	c	d	e	f
a	b	c	d	e	f
a	b	c	d	e	f
a	b	c	d	e	f
a	b	c	d	e	f
a	b	c	d	e	f
a	b	c	d	e	f
a	b	c	d	e	f
a	b	c	d	e	f
a	b	c	d	e	f
a	b	c	d	e	f
a	b	c	d	e	f
a	b	c	d	e	f
a	b	c	d	e	f
a	b	c	d	e	f
a	b	c	d	e	f
a	b	c	d	e	f
a	b	c	d	e	f
a	b	c	d	e	f
a	b	c	d	e	f
a	b	c	d	e	f
a	b	c	d	e	f
a	b	c	d	e	f
a	b	c	d	e	f
a	b	c	d	e	f
a	b	c	d	e	f
a	b	c	d	e	f
a	b	c	d	e	f
a	b	c	d	e	f
a	b	c	d	e	f
a	b	c	d	e	f
a	b	c	d	e	f
a	b	c	d	e	f
a	b	c	d	e	f
a	b	c	d	e	f
a	b	c	d	e	f
a	b	c	d	e	f
a	b	c	d	e	f
a	b	c	d	e	f
a	b	c	d	e	f
a	b	c	d	e	f
a	b	c	d	e	f
a	b	c	d	e	f
a	b	c	d	e	f
a	b	c	d	e	f
a	b	c	d	e	f
a	b	c	d	e	f
a	b	c	d	e	f
a	b	c	d	e	f
a	b	c	d	e	f
a	b	c	d	e	f

## 223a
	company, city, country					EN	EN	BG	CAT	CZ	DE	ES	FR	IT	PL	SI
	2.2.3	Distribution of the heat supply by months					Distribution of the heat supply by months	Distribution of the heat supply by months	Разпределение на топлоснабдяването по месеци		Distribuce dodávek tepla podle měsíc§	Verteilung der Wärmeversorgung nach Monaten	Distribución del suministro de calor por meses	Distribution mensuelle de la fourniture de chaleur	Distribuzione mensile della fornitura di calore	Rozkład zaopatrzenia w ciepło wg miesięcy	Mesečna distribucija dobave toplote
				0
	In the following the monthly distribution of the heat supply by equipment is analysed and represented graphically.				REPORT SHEET NOT YET OPERATIVE					In the following the monthly distribution of the heat supply by equipment is analysed and represented graphically.	In the following the monthly distribution of the heat supply by equipment is analysed and represented graphically.	В следния материал е анализирано и изобразено графично месечното разпределение на топлоснабдяването по оборудване .		Následuje analýza měsíční distribuce dodávek tepla podle jednotlivých zařízení, s grafickým vyjádřením.	In der Folge wird die monatliche Verteilung der Wärmeversorgung nach Anlage analysiert und graphisch dargestellt.	A continuación se analiza y representa gráficamente la distribución mensual del suministro de calor por equipo.	La distribution mensuelle de la fourniture de chaleur par l'équipement est analysée et représentée graphiquement ci-dessous.	A seguire si analizza e si rappresenta graficamente la distribuzione mensile della fornitura di calore per impianto.	W tej części poddano analizie i przedstawiono graficznie miesięczny rozkład zaopatrzenia w ciepło wg sprzętu.	Analizirana in slikovno predstavljena je mesečna distribucija dobavne toplote iz opreme.
				0
	Table 2.2.3.1 Monthly heat supply from equipment					Table 2.2.3.1 Monthly heat supply from equipment	Table 2.2.3.1 Monthly heat supply from equipment	Таблица 2.2.3.1 Месечно топлоснабдяване по оборудване		Tabulka 2.2.3.1 Měsíční dodávky tepla podle jednotlivých zařízení	Tabelle 2.2.3.1 Monatliche Wärmeversorgung von Anlagen	Tabla 2.2.3.1 Suministro de calor mensual de los equipos	Tableau 2.2.3.1 Fourniture mensuelle de chaleur par l'équipement	Tabella 2.2.3.1 Fornitura mensile di calore dall'impianto	Tabela 2.2.3.1 Miesięczne zaopatrzenie w ciepło ze sprzętu	Preglednica 2.2.3.1 Mesečna dobavna toplota iz opreme
				0
	Equipment			Monthly heat supply					Equipment	Equipment	Оборудване		Zařízení	Anlage	Equipo	Équipement	Impianto	Sprzęt	Oprema
				0
	Month:			1	2	3	4	5	6	7	8	9	10	11	12			Monthly heat supply	Monthly heat supply	Месечно топлоснабдяване		Měsíční dodávky tepla	Monatliche Wärmeversorgung	Suministro de calor mensual	Fourniture mensuelle de chaleur	Fornitura mensile di calore	Miesięczne zaopatrzenie w ciepło	Mesečna dobavna toplota
				Month:	Month:	Месец:		Měsíc	Monat:	Mes:	Mois :	Mese:	Miesiąc:	Mesec:
				0
				0
				0
				0
				0
				0
				0
				0
				0
	Total					Total	Total	Общо		Celkem	Gesamt	Total	Total	Totale	Łącznie	Skupaj
				0
				0
		[MWh/month]					0
				0
				0
				0
				0
				0
				0
				0
				0
				MWh/month	MWh/month	MWh/месечно		MWh/měsíc	MWh/Monat	MWh/mes	MWh/mois	MW ora/mese	MWh/miesięcznie	MWh/mesec
				January	January	Януари		Leden	Jänner	Enero	Janvier	gennaio	Styczeń	Januar
				February	February	Февруари		Únor	Februar	Febrero	Février	febbraio	Luty	Februar
				March	March	Март		Březen	März	Marzo	Mars	marzo	Marzec	Marec
				April	April	Април		Duben	April	Abril	Avril	aprile	Kwiecień	April
				May	May	Май		Dvěten	Mai	Mayo	Mai	maggio	Maj	Maj
				June	June	Юни		Červen	Juni	Junio	Juin	giugno	Czerwiec	Junij
				July	July	Юли		červenec	Juli	Julio	Juillet	luglio	Lipiec	Julij
				August	August	Август		Srpen	August	Agosto	Août	agosto	Sierpień	Avgust
				September	September	Септември		Září	September	Septiembre	Septembre	settembre	Wrzesień	September
				October	October	Октомври		Říjen	Oktober	Octubre	Octobre	ottobre	Październik	Oktober
				November	November	Ноември		Listopad	November	Noviembre	Novembre	novembre	Listopad	November
				December	December	Декември		Prosinec	Dezember	Diciembre	Décembre	dicembre	Grudzień	December
				0
	Figure 2.2.3.1 Distribution of the heat supply by months					Figure 2.2.3.1 Distribution of the heat supply by months	Figure 2.2.3.1 Distribution of the heat supply by months	Фигура 2.2.3.1 Разпределение на топлоснабдяването по месеци		Obrázek 2.2.3.1 Distribuce dodávek tepla po měsících	Abbildung 2.2.3.1 Verteilung der Wärmeversorgung nach Monaten	Figura 2.2.3.1 Distribución del suministro de calor por meses	Figure 2.2.3.1 Distribution mensuelle de la fourniture de chaleur	Figura 2.2.3.1 Distribuzione mensile della fornitura di calore	Wykres 2.2.3.1 Rozkład zaopatrzenia w ciepło wg miesięcy	Slika 2.2.3.1 Distribucija toplote po mesecih.

KEY_EM2_REPORT
Heat supply	Total	January	February	March	April	May	June	July	August	September	October	November	December

Total

## 223b
		company, city, country					EN	EN	BG	CAT	CZ	DE	ES	FR	IT	PL	SI
		2.2.3	Distribution of the cooling supply by months					Distribution of the cooling supply by months	Distribution of the cooling supply by months	Разпределение на охладителната енергия по месеци		Distribuce dodávek tepla podle měsíc§	Verteilung der Wärmeversorgung nach Monaten	Distribución del suministro de calor por meses	Distribution mensuelle de la fourniture de refroidissement	Distribuzione mensile dell'energia utile fornita per il raffreddamento	Rozkład zaopatrzenia w ciepło wg miesięcy	Mesečna distribucija dobave toplote
				0
		In the following the monthly distribution of the cooling supply by equipment is analysed and represented graphically.					In the following the monthly distribution of the cooling supply by equipment is analysed and represented graphically.	In the following the monthly distribution of the cooling supply by equipment is analysed and represented graphically.	В следния материал е анализирано и изобразено графично месечното разпределение на доставянето на охладителна енергия по оборудване .		Následuje analýza měsíční distribuce dodávek tepla podle jednotlivých zařízení, s grafickým vyjádřením.	In der Folge wird die monatliche Verteilung der Wärmeversorgung nach Anlage analysiert und graphisch dargestellt.	A continuación se analiza y representa gráficamente la distribución mensual del suministro de calor por equipo.	La distribution mensuelle de la fourniture de refroidissement par l'équipement est analysée et représentée graphiquement ci-dessous.	A seguire si analizza e si rappresenta graficamente la distribuzione mensile dell'energia utile fornita per il raffreddamento, per tipo di impianto.	W tej części poddano analizie i przedstawiono graficznie miesięczny rozkład zaopatrzenia w ciepło wg sprzętu.	Analizirana in slikovno predstavljena je mesečna distribucija dobavne toplote iz opreme.
				0
		Table 2.2.3.2 Monthly cooling supply from equipment					Table 2.2.3.2 Monthly cooling supply from equipment	Table 2.2.3.2 Monthly cooling supply from equipment	Таблица 2.2.3.2 Месечно доставяне на охладителна енергия по оборудване		Tabulka 2.2.3.2 Měsíční dodávky tepla podle jednotlivých zařízení	Tabelle 2.2.3.2 Monatliche Wärmeversorgung von Anlagen	Tabla 2.2.3.2 Suministro de calor mensual de los equipos	Tableau 2.2.3.2 Fourniture mensuelle de refroidissement par l'équipement	Tabella 2.2.3.2 Fornitura mensile di energia per raffreddamento	Tabela 2.2.3.2 Miesięczne zaopatrzenie w ciepło ze sprzętu	Preglednica 2.2.3.2 Mesečna dobavna toplota iz opreme
				0
		Equipment			Monthly cooling supply					Equipment	Equipment	Оборудване		Zařízení	Anlage	Equipo	Équipement	Impianto	Sprzęt	Oprema
				0
		Month:			1	2	3	4	5	6	7	8	9	10	11	12			Monthly cooling supply	Monthly cooling supply	Месечно доставяне на охладителна енергия		Měsíční dodávky tepla	Monatliche Wärmeversorgung	Suministro de calor mensual	Fourniture mensuelle de refroidissement	Fornitura mensile di freddo	Miesięczne zaopatrzenie w ciepło	Mesečna dobavna toplota
				Month:	Month:	Месец:		Měsíc	Monat:	Mes:	Mois :	Mese:	Miesiąc:	Mesec:
REPORT SHEET NOT YET OPERATIVE					0
				0
				0
				0
				0
				0
				0
				0
				0
		Total					Total	Total	Общо		Celkem	Gesamt	Total	Total	Totale	Łącznie	Skupaj
				0
				0
				0
				0
				0
				0
				0
				0
				0
				0
				0
				MWh/month	MWh/month	MWh/месечно		MWh/měsíc	MWh/Monat	MWh/mes	MWh/mois	MW ora/mese	MWh/miesięcznie	MWh/mesec
				January	January	Януари		Leden	Jänner	Enero	Janvier	gennaio	Styczeń	Januar
				February	February	Февруари		Únor	Februar	Febrero	Février	febbraio	Luty	Februar
				March	March	Март		Březen	März	Marzo	Mars	marzo	Marzec	Marec
				April	April	Април		Duben	April	Abril	Avril	aprile	Kwiecień	April
				May	May	Май		Dvěten	Mai	Mayo	Mai	maggio	Maj	Maj
				June	June	Юни		Červen	Juni	Junio	Juin	giugno	Czerwiec	Junij
				July	July	Юли		červenec	Juli	Julio	Juillet	luglio	Lipiec	Julij
				August	August	Август		Srpen	August	Agosto	Août	agosto	Sierpień	Avgust
				September	September	Септември		Září	September	Septiembre	Septembre	settembre	Wrzesień	September
				October	October	Октомври		Říjen	Oktober	Octubre	Octobre	ottobre	Październik	Oktober
				November	November	Ноември		Listopad	November	Noviembre	Novembre	novembre	Listopad	November
				December	December	Декември		Prosinec	Dezember	Diciembre	Décembre	dicembre	Grudzień	December
				0
		Figure 2.2.3.2 Distribution of the cooling supply by months					Figure 2.2.3.2 Distribution of the cooling supply by months	Figure 2.2.3.2 Distribution of the cooling supply by months	Фигура 2.2.3.2 Разпределение на охладителната енергия по месеци		Obrázek 2.2.3.2 Distribuce dodávek tepla po měsících	Abbildung 2.2.3.2 Verteilung der Wärmeversorgung nach Monaten	Figura 2.2.3.2 Distribución del suministro de calor por meses	Figure 2.2.3.2 Distribution mensuelle de la fourniture de refroidissement	Figura 2.2.3.2 Distribuzione mensile dell'energia utile fornita per il raffreddamento	Wykres 2.2.3.2 Rozkład zaopatrzenia w ciepło wg miesięcy	Slika 2.2.3.2 Distribucija toplote po mesecih.

	KEY_EM2_REPORT_C
	Heat supply	Total	January	February	March	April	May	June	July	August	September	October	November	December

	Total

## 224
company, city, country					EN	EN	BG	CAT	CZ	DE	ES	FR	IT	PL	SI	SK
2.2.4	Heat exchanger network					Heat exchanger network	Heat exchanger network	Мрежа на топлообменника		Heat exchanger network	Wärmetauschernetzwerk	Red de intercambiadores de calor	Réseau d'échangeurs de chaleur	Rete di scambiatori di calore	Heat exchanger network	Heat exchanger network	Sieť tepelných výmenníkov

The following table shows the heat exchanger network in the system and the amount of recovered energy.					The following table shows the heat exchanger network in the system and the amount of recovered energy.	The following table shows the heat exchanger network in the system and the amount of recovered energy.	Следната таблица показва мрежата на топлообменника в системата и количеството възвърната енергия.		The following table shows the heat exchanger network in the system and the amount of recovered energy.	Es folgt eine Tabelle mit dem Wärmetauschern im Netzwerk und der Menge and zurückgewonnener Energie.	La siguiente tabla muestra la red de intercambiadores de calor en el sistema y la cantidad de energía recuperada.	Le tableau suivant présente le réseau d'échangeurs de chaleur du système et la quantité d'énergie récupérée.	La tabella che segue illustra la rete di scambiatori di calore attualmente esistente nel sistema, e la quantità di energia recuperata.	The following table shows the heat exchanger network in the system and the amount of recovered energy.	The following table shows the heat exchanger network in the system and the amount of recovered energy.	Nasledujúca tabuľka ukazuje sieť tepelných výmenníkov v systéme a množstvo zhodnotenej energie.
				Table	Table	Таблица		Table	Tabelle	Tabla	Tableau	Tabella	Table	Table	Tabuľka
Table 2.2.4. Heat exchanger network and amount of recovered energy					Heat exchanger network and amount of recovered energy	Heat exchanger network and amount of recovered energy	Мрежа на топлообменника и количество възвърната енергия		Heat echanger network and amount of recovered energy	Das Wärmetauschernetzwerk und die Menge an zurückgewonnener Energie	Red de intercambiadores de calor y cantidad de energía recuperada	Réseau d'échangeurs de chaleur et quantité d'énergie récupérée	Rete di scambiatori di calore e quantità di energia recuperata	Heat echanger network and amount of recovered energy	Heat echanger network and amount of recovered energy	Sieť tepelných výmenníkov a množstvo zhodnotenej energie.
				0
Heat Exchanger			Power		Heat Source			Heat Sink			Heat transferred					Heat Exchanger	Heat Exchanger	Топлообменник		Heat Exchanger	Wärmetauscher	Intercambiador de calor	Échangeur de chaleur	Scambiatore di calore	Heat Exchanger	Heat Exchanger	Tepelný výmeník
			[kW]					[MWh]		[%]				Power	Power	Мощност		Power	Leistung	Potencia	Puissance	Potenza	Power	Power	Energia
				Heat Source	Heat Source	Топлинен източник		Heat Source	Wärmequelle	Fuente de calor	Source de chaleur	Fonte	Heat Source	Heat Source	Zdroj tepla
				Heat Sink	Heat Sink	Топлинен отток		Heat Sink	Wärmesenke	Disipador de calor	Dissipateur de chaleur	Utilizzatore	Heat Sink	Heat Sink	Chladič
				Heat transferred	Heat transferred	Пренесена топлинна енергия		Heat transferred	Übertragene Wärme	Energía transferida	Chaleur transférée	Energia trasferita	Heat transferred	Heat transferred	Prenesené teplo
				0
				0
				0
				0
				0
				0
				0
				0
				0
				0
				0
				0
				0
				0
				0
				0
				0
				0
				0
				0
				0
				0
				0

## 231a
	company, city, country					EN	EN	BG	CAT	CZ	DE	ES	FR	IT	PL	SI	SK
	2.3.1	Total annual heat and cooling demand by processes					Total annual heat and cooling demand by processes	Total annual heat and cooling demand by processes	Общо годишни отоплителни и охладителни нужди		Roční poptávka po teplu a chladu podle jednotlivých procesů	Jahresgesamtbedarf an Wärme und Kälte nach Prozessen	Demanda anual total de calor y frío por procesos	Demande annuelle totale de chaleur et de refroidissement par processus	Domanda totale annua di calore e freddo per processo	Łączne roczne zapotrzebowanie na ciepło i zimno wg procesów	Skupni letni stroški potrebne toplote in hladu po procesih.	Celková ročná potreba tepla a chladenia podľa jednotlivých procesov
				0
	In the following the useful heat demand by processes is analysed for the present state. The process heat demand is composed by: (a) the circulation heat demand (heating of inflowing media); (b) the maintenance heat demand for maintaining the process medium at a certain temperature level during operation (c) the start-up heat demand for heating up the process equipment and medium at the beginning of operation.					In the following the useful heat demand by processes is analysed for the present state. The process heat demand is composed by: (a) the circulation heat demand (heating of inflowing media); (b) the maintenance heat demand for maintaining the process medium at a certain temperature level during operation (c) the start-up heat demand for heating up the process equipment and medium at the beginning of operation.	In the following the useful heat demand by processes is analysed for the present state. The process heat demand is composed by: / (a) the circulation heat demand (heating of inflowing media); / (b) the maintenance heat demand for maintaining the process medium at a certain temperature level during operation / (c) the start-up heat demand for heating up the process equipment and medium at the beginning of operation.	В следния материал необходимата полезна топлинна енергия по процеси е анализирана за текущото състояние. Топлинните нужди за процеса са съставени от : / (a) необходима топлинна енергия за циркулация(загряване на входящата среда); / (b) необходима топлинна енергия за поддръжка на работната среда на определено температурно ниво по време на работа / (c) необходимата стартова топлинна енергия за подгряване на оборудването и работната среда преди започване на работа.		Následuje analýza poptávky po využitelném teplu podle jednotlivých procesů, v aktuálním stavu. Poptávka procesů po teplu se skládá z: / (a) poptávky po oběhovém teplu (ohřev nebo chlazení přitékajícících médií); / (b) poptávky po udržovacím teplu, které udržuje určitou teplotu média za provozu, / (c) počáteční poptávku po teplu, potřebném k zahřátí procesních zařízení a média při zahájení provozu..	In der Folge wird der Nutzwärmebedarf nach Prozessen für den Ist-Zustand analysiert. Der Prozesswärmebedarf setzt sich zusammen aus: / (a) dem Bedarf an Zirkulationswärme (Wärmen oder Kühlen des einfließenden Mediums); / (b) dem Bedarf an Erhaltungswärme, die das Prozessmedium während des Betriebs auf einem bestimmten Temperaturniveau hält / (c) dem Bedarf an Initialheizwärme zum Aufheizen der Prozessanlagen und -medien bei der Inbetriebnahme.	A continuación se analiza la demanda de calor útil por procesos en la situación actual. La demanda de calor para procesos se compone de lo siguiente: / (a) la demanda de calor de circulación (calefacción de los medios entrantes) / (b) el demanda de calor de mantenimiento para mantener el medio del proceso a una temperatura determinada durante el funcionamiento / (c) la demanda de calor inicial para calentar la maquinaria y el medio al arrancar el proceso.	Ci-dessous, la demande de chaleur utile par processus est analysée (état actuel). La demande de chaleur industrielle est composée de : / (a) la demande de chaleur circulante (chaleur du fluide entrant) ; / (b) la demande de chaleur d'entretien pour entretenir le fluide de processus à un certain niveau de température au cours de l'exploitation / (c) la demande de chaleur au démarrage pour le réchauffage de l'équipement et du fluide au début de l'exploitation.	Di seguito viene analizzata l'attuale domanda di calore utile. La domanda di calore di processo è composta da: (A) riscaldamento del mezzo in entrata al processo (circolazione) ; (B) potenza per il mantenimento della temperatura di processo durante il funzionamento (mantenimento); c) domanda di calore all'avvio del processo (avvio o start-up).	W tej części zapotrzebowanie na ciepło użytkowe wg procesów analizuje się dla obecnego stanu. Zapotrzebowanie na ciepło technologiczne składa się z: / (a) zapotrzebowania na ciepło do obiegu (grzanie lub chłodzenie wpływającego medium); / (b) utrzymania zapotrzebowania na ciepło w celu utrzymania medium procesowego na pewnym poziomie temperatury w trakcie działania / (c) zapotrzebowania na ciepło do uruchomienia w celu podgrzania sprzętu i medium procesowego na początku działania.	Analizirana je dejanska koristna potrebna toplota po procesih. Potrebna procesna toplota je sestavljena iz: (a) kroženje potrebne toplote (segrevanje ali hlajenje napajalnega medija):	Následuje analýza potreby využiteľného tepla podľa procesov, v aktuálnom stavu. Proces potreby tepla sa skladá z: / (a) potreby obehového tepla (ohrev pretekajúcich médií); / (b) potreba udržovaného tepla, ktoré udržuje určitú teplotu média počas prevádzky, / (c) počiatočná potreba tepla, potrebného na zahriatie procesných zariadení a média pri začatí prevádzky.
				0
	Table 2.3.1.1 Useful process heat demand (UPH) by process. Present state.					Table 2.3.1.1 Useful process heat demand (UPH) by process. Present state.	Table 2.3.1.1 Useful process heat demand (UPH) by process. Present state.	Таблица 2.3.1.1 Необходима работна топлинна енергия по процес. Текущо състояние.		Tabulka 2.3.1 Poptávka po využitelném teplu (UPH) podle jednotlivých procesů. Současný stav.	Tabelle 2.3.1 Bedarf an Prozessnutzwärme (UPH) nach Prozess. Ist-Zustand.	Tabla 2.3.1.1 Demanda de calor útil para procesos (UPH) por proceso. Situación actual.	Tableau 2.3.1.1 Demande utile en chaleur industrielle (UPH) par processus (état actuel).	Tabella 2.3.1.1 Domanda di calore utile di processo (UPH) per processo. Situazione attuale.	Tabela 2.3.1 Zapotrzebowanie na użytkowe ciepło technologiczne (UPH) wg procesu. Stan obecny.	Preglednica 2.3.1 Raba dobavne procesne toplote (UPH) po procesu. Dejansko stanje.	Tabuľka 2.3.1.1 Potreba využiteľného tepla (UPH) podľa jednotlivých procesov. Súčasný stav.
				0
	Process			Total			Circulation			Maintenance			Start-up					Process	Process	Процес		Proces	Prozess	Proceso	Processus	Processo	Proces	Proces	Proces
				[MWh]			[MWh]			[MWh]			[MWh]					Total	Total	Общо		Celkem	Gesamt	Total	Total	Totale	Łącznie	Skupaj	Celkom
	a			b			d			e			f					Circulation	Circulation	Циркулация		Oběh	Zirkulation	Circulación	Circulation	Circolazione	Obieg	Kroženje	Obeh
	b			b			d			e			f					Maintenance	Maintenance	Поддръжка		Udržování	Erhaltung	Mantenimiento	Maintenance	Mantenimento	Konserwacja	Vzdrževanje	Údržba
	c			b			d			e			f					Start-up	Start-up	Стартиране		Spuštění	Inbetriebnahme	Puesta en marcha	Démarrage	Avvio (start-up)	Uruchomienie	Zagon	Spustenie
	d			b			d			e			f					0
	e			b			d			e			f					0
	a			b			d			e			f					0
	a			b			d			e			f					0
	a			b			d			e			f					0
	a			b			d			e			f					0
	a			b			d			e			f					0
	a			b			d			e			f					0
	a			b			d			e			f					0
	a			b			d			e			f					0
	a			b			d			e			f					0
	a			b			d			e			f					0
	a			b			d			e			f					0
	a			b			d			e			f					0
	a			b			d			e			f					0
	a			b			d			e			f					0
	a			b			d			e			f					0
	a			b			d			e			f					0
				0
				0
				0
				0
				0
				0
				0
				0
				0
				0
				0
				0
				0
				0
				0
				0
	Figure 2.3.1.1 Useful process heat (UPH) by process					Figure 2.3.1.1 Useful process heat (UPH) by process	Figure 2.3.1.1 Useful process heat (UPH) by process	Фигура 2.3.1.1 Полезна работна топлина по процес		Obrázek 2.3.1 Dodávky využitelného tepla (UPH) podle jednotlivých zařízení	Abbildung 2.3.1 Nutzwärme (UPH) nach Anlage	Figura 2.3.1.1 Demanda de calor útil (UPH) por proceso	Figure 2.3.1.1 Demande de chaleur utile (UPH) par processus	Figura 2.3.1.1 Domanda di calore utile (UPH) per processo	Wykres 2.3.1 Użytkowe ciepło doprowadzane (UPH) w sprzętu	Slika 2.3.1 Raba dobavne toplote (UPH) iz opreme.	Obrázok 2.3.1 Využitelné procesné teplo (UPH) podľa procesov

Process		UPH Total		Share		Circulation		Maintenance		Start-up		Proc. temp.		Central suppy temp
		[MWh]		[%]		[MWh]		[MWh]		[MWh]		[ºC]		[ºC]
a		b		c		d		e		f		g		h
b		b		c		d		e		f		g		h
c		b		c		d		e		f		g		h
d		b		c		d		e		f		g		h
e		b		c		d		e		f		g		h
a		b		c		d		e		f		g		h
a		b		c		d		e		f		g		h
a		b		c		d		e		f		g		h
a		b		c		d		e		f		g		h
a		b		c		d		e		f		g		h
a		b		c		d		e		f		g		h
a		b		c		d		e		f		g		h
a		b		c		d		e		f		g		h
a		b		c		d		e		f		g		h
a		b		c		d		e		f		g		h
a		b		c		d		e		f		g		h
a		b		c		d		e		f		g		h
a		b		c		d		e		f		g		h
a		b		c		d		e		f		g		h
a		b		c		d		e		f		g		h
a		b		c		d		e		f		g		h

EA4a_REPORT					EA4a_REPORTANNEX
a	b	c	d	e	f	g	h	i	j
b	b	c	d	e	f	g	h	i	j
c	b	c	d	e	f	g	h	i	j
d	b	c	d	e	f	g	h	i	j
e	b	c	d	e	f	g	h	i	j
a	b	c	d	e	f	g	h	i	j
a	b	c	d	e	f	g	h	i	j
a	b	c	d	e	f	g	h	i	j
a	b	c	d	e	f	g	h	i	j
a	b	c	d	e	f	g	h	i	j
a	b	c	d	e	f	g	h	i	j
a	b	c	d	e	f	g	h	i	j
a	b	c	d	e	f	g	h	i	j
a	b	c	d	e	f	g	h	i	j
a	b	c	d	e	f	g	h	i	j
a	b	c	d	e	f	g	h	i	j
a	b	c	d	e	f	g	h	i	j
a	b	c	d	e	f	g	h	i	j
a	b	c	d	e	f	g	h	i	j
a	b	c	d	e	f	g	h	i	j
a	b	c	d	e	f	g	h	i	j

## 231b
	company, city, country					EN	EN	BG	CAT	CZ	DE	ES	FR	IT	PL	SI	SK
	2.3.1	Total annual heat and cooling demand by processes					Total annual heat and cooling demand by processes	Total annual heat and cooling demand by processes	Общо годишни отоплителни и охладителни нужди по процеси		Roční poptávka po teplu a chladu podle jednotlivých procesů	Jahresgesamtbedarf an Wärme und Kälte nach Prozessen	Demanda anual total de calor y frío por procesos	Demande annuelle totale de chaleur et de refroidissement par processus	Domanda totale annua di calore e freddo per processo	Łączne roczne zapotrzebowanie na ciepło i zimno wg procesów	Skupni letni stroški potrebne toplote in hladu po procesih.	Celková ročná potreba tepla a chladenia podľa jednotlivých procesov
				0
	In the following the useful cooling demand by processes is analysed for the present state. The process cooling demand is composed by: (a) the circulation cooling demand (cooling of inflowing media); (b) the maintenance cooling demand for maintaining the process medium at a certain temperature level during operation (c) the start-up cooling demand for cooling down the process equipment and medium at the beginning of operation.					In the following the useful cooling demand by processes is analysed for the present state. The process cooling demand is composed by: (a) the circulation cooling demand (cooling of inflowing media); (b) the maintenance cooling demand for maintaining the process medium at a certain temperature level during operation (c) the start-up cooling demand for cooling down the process equipment and medium at the beginning of operation.	In the following the useful cooling demand by processes is analysed for the present state. The process cooling demand is composed by: / (a) the circulation cooling demand (cooling of inflowing media); / (b) the maintenance cooling demand for maintaining the process medium at a certain temperature level during operation / (c) the start-up cooling demand for cooling down the process equipment and medium at the beginning of operation.	В следния материал необходимата полезна охладителна енергия по процеси е анализирана за текущото състояние. Охладителните нужди за процеса са съставени от: / (a) необходима охладителна енергия за циркулация(охлаждане на входящата среда); / (b) необходима охладителна енергия за поддръжка на работната среда на определено температурно ниво по време на работа / (c) необходимата стартова охладителна енергия за охлаждане на оборудването и работната среда преди започване на работа.		Následuje analýza poptávky po využitelném teplu podle jednotlivých procesů, v aktuálním stavu. Poptávka procesů po teplu se skládá z: / (a) poptávky po oběhovém teplu (ohřev nebo chlazení přitékajícících médií); / (b) poptávky po udržovacím teplu, které udržuje určitou teplotu média za provozu, / (c) počáteční poptávku po teplu, potřebném k zahřátí procesních zařízení a média při zahájení provozu..	In der Folge wird der Nutzkältebedarf nach Prozessen für den Ist-Zustand analysiert. Der Prozesskältebedarf setzt sich zusammen aus: / (a) dem Bedarf an Zirkulationskäte (Kühlen des einfließenden Mediums); / (b) dem Bedarf an Erhaltungskälte, die das Prozessmedium während des Betriebs auf einem bestimmten Temperaturniveau hält / (c) dem Bedarf an Initialkühlkälte zum Abkühlen der Prozessanlagen und -medien bei der Inbetriebnahme.	A continuación se analiza la demanda de frío útil por procesos en la situación actual. La demanda de calor para procesos se compone de lo siguiente: / (a) la demanda de frío de circulación (enfriamiento de los medios entrantes) / (b) el demanda de frío de mantenimiento para mantener el medio del proceso a una temperatura determinada durante el funcionamiento / (c) la demanda de frío inicial para enfriar la maquinaria y el medio al arrancar el proceso.	Ci-dessous, la demande de refroidissement utile par processus (état actuel) est analysée. La demande de refroidissement industrielle est composée de : / (a) la demande de refroidissement circulante (refroidissement du fluide entrant) ; / (b) la demande de refroidissement d'entretien pour entretenir le fluide de processus à un certain niveau de température au cours de l'exploitation / (c) la demande de refroidissement au démarrage pour le refroidissement de l'équipement et du fluide au début de l'exploitation.	Di seguito viene analizzata l'attuale domanda di energia utile per raffreddamento. La domanda di raffreddamento è composta da: (A) raffreddamento del mezzo in entrata al processo (circolazione) ; (B) potenza frigorifera per il mantenimento della temperatura di processo durante il funzionamento (mantenimento); c) domanda di energia all'avvio del processo (avvio o start-up).	W tej części zapotrzebowanie na ciepło użytkowe wg procesów analizuje się dla obecnego stanu. Zapotrzebowanie na ciepło technologiczne składa się z: / (a) zapotrzebowania na ciepło do obiegu (grzanie lub chłodzenie wpływającego medium); / (b) utrzymania zapotrzebowania na ciepło w celu utrzymania medium procesowego na pewnym poziomie temperatury w trakcie działania / (c) zapotrzebowania na ciepło do uruchomienia w celu podgrzania sprzętu i medium procesowego na początku działania.	Analizirana je dejanska koristna potrebna toplota po procesih. Potrebna procesna toplota je sestavljena iz: (a) kroženje potrebne toplote (segrevanje ali hlajenje napajalnega medija):	Následuje analýza potreby využiteľného chladenia podľa procesov, v aktuálnom stavu. Proces potreby chladenia sa skladá z: / (a) potreby obehového chladenia (chladenie pretekajúcich médií); / (b) potreba udržovaného chladenia, ktoré udržuje určitú teplotu média počas prevádzky, / (c) počiatočná potreba chladenia, potrebného pre chladenie procesných zariadení a média pri začatí prevádzky.
				0
	Table 2.3.1.2 Useful process cooling demand (UPC) by process. Present state.					Table 2.3.1.2 Useful process cooling demand (UPC) by process. Present state.	Table 2.3.1.2 Useful process cooling demand (UPC) by process. Present state.	Таблица 2.3.1.2 Необходима полезна работна охладителна енергия по процес. Текущо състояние.		Tabulka 2.3.1 Poptávka po využitelném teplu (UPH) podle jednotlivých procesů. Současný stav.	Tabelle 2.3.1.2 Bedarf an Prozessnutzkälte (UPC) nach Prozess. Ist-Zustand.	Tabla 2.3.1.2 Demanda de frío útil para procesos (UPC) por proceso. Situación actual.	Tableau 2.3.1.2 Demande de refroidissement industrielle utile (UPC) par processus (état actuel).	Tabella 2.3.1.2 Domanda di freddo utile (UPC), per processo. Situazione attuale.	Tabela 2.3.1 Zapotrzebowanie na użytkowe ciepło technologiczne (UPH) wg procesu. Stan obecny.	Preglednica 2.3.1 Raba dobavne procesne toplote (UPH) po procesu. Dejansko stanje.	Tabuľka 2.3.1.2 Potreba využiteľného chladenia (UPC) podľa jednotlivých procesov. Súčasný stav.
				0
	Process			Total			Circulation			Maintenance			Start-up					Process	Process	Процес		Proces	Prozess	Proceso	Processus	Processo	Proces	Proces	Proces
				[MWh]			[MWh]			[MWh]			[MWh]					Total	Total	Общо		Celkem	Gesamt	Total	Total	Totale	Łącznie	Skupaj	Celkom
	a			b			d			e			f					Circulation	Circulation	Циркулация		Oběh	Zirkulation	Circulación	Circulation	Circolazione	Obieg	Kroženje	Obeh
	a			b			d			e			f					Maintenance	Maintenance	Поддръжка		Udržování	Erhaltung	Mantenimiento	Entretien	Mantenimento	Konserwacja	Vzdrževanje	Udržovanie
	a			b			d			e			f					Start-up	Start-up	Стартиране		Spuštění	Inbetriebnahme	Puesta en marcha	Démarrage	Avvio (start-up)	Uruchomienie	Zagon	Spustenie
	a			b			d			e			f					0
	a			b			d			e			f					0
	a			b			d			e			f					0
	a			b			d			e			f					0
	a			b			d			e			f					0
	a			b			d			e			f					0
	a			b			d			e			f					0
	a			b			d			e			f					0
	a			b			d			e			f					0
	a			b			d			e			f					0
	a			b			d			e			f					0
	a			b			d			e			f					0
	a			b			d			e			f					0
	a			b			d			e			f					0
	a			b			d			e			f					0
	a			b			d			e			f					0
	a			b			d			e			f					0
	a			b			d			e			f					0
				0
				0
				0
				0
				0
				0
				0
				0
				0
				0
				0
				0
				0
				0
				0
				0
	Figure 2.3.1.2 Useful process cooling (UPC) by process					Figure 2.3.1.2 Useful process cooling (UPC) by process	Figure 2.3.1.2 Useful process cooling (UPC) by process	Фигура 2.3.1.2 Полезна работна охладителна енергия по процес		Obrázek 2.3.1 Dodávky využitelného tepla (USH) podle jednotlivých zařízení	Abbildung 2.3.1.2 Nutzkälte (UPC) nach Anlage	Figura 2.3.1.2 Demanda de frìo útil (UPC) por proceso	Figure 2.3.1.2 Froid utile de processus (UPC) par processus	Figura 2.3.1.2 Domanda di raffreddamento utile (UPC) per processo	Wykres 2.3.1 Użytkowe ciepło doprowadzane (USH) w sprzętu	Slika 2.3.1 Raba dobavne toplote (USH) iz opreme.	Obrázok 2.3.1 Využiteľné procesné chladenie (UPC) podľa procesov.

Process		UPC Total		Share		Circulation		Maintenance		Start-up		Proc. temp.		Central suppy temp
		[MWh]		[%]		[MWh]		[MWh]		[MWh]		[ºC]		[ºC]
a		b		c		d		e		f		g		h
a		b		c		d		e		f		g		h
a		b		c		d		e		f		g		h
a		b		c		d		e		f		g		h
a		b		c		d		e		f		g		h
a		b		c		d		e		f		g		h
a		b		c		d		e		f		g		h
a		b		c		d		e		f		g		h
a		b		c		d		e		f		g		h
a		b		c		d		e		f		g		h
a		b		c		d		e		f		g		h
a		b		c		d		e		f		g		h
a		b		c		d		e		f		g		h
a		b		c		d		e		f		g		h
a		b		c		d		e		f		g		h
a		b		c		d		e		f		g		h
a		b		c		d		e		f		g		h
a		b		c		d		e		f		g		h
a		b		c		d		e		f		g		h
a		b		c		d		e		f		g		h
a		b		c		d		e		f		g		h

EA4a_REPORT
a	b	c	d	e	f	g	h
a	b	c	d	e	f	g	h
a	b	c	d	e	f	g	h
a	b	c	d	e	f	g	h
a	b	c	d	e	f	g	h
a	b	c	d	e	f	g	h
a	b	c	d	e	f	g	h
a	b	c	d	e	f	g	h
a	b	c	d	e	f	g	h
a	b	c	d	e	f	g	h
a	b	c	d	e	f	g	h
a	b	c	d	e	f	g	h
a	b	c	d	e	f	g	h
a	b	c	d	e	f	g	h
a	b	c	d	e	f	g	h
a	b	c	d	e	f	g	h
a	b	c	d	e	f	g	h
a	b	c	d	e	f	g	h
a	b	c	d	e	f	g	h
a	b	c	d	e	f	g	h
a	b	c	d	e	f	g	h

## 232a
	company, city, country					EN	EN	BG	CAT	CZ	DE	ES	FR	IT	PL	SI	SK
	2.3.2	Total heat and cooling demand by temperature levels					Total heat and cooling demand by temperature levels	Total heat and cooling demand by temperature levels	Общо годишни отоплителни и охладителни нужди по температурни нива		Celková poptávka po teplu podle úrovní teplot	Gesamtkälte- und wärmebedarf nach Temperaturniveaus	Demanda total de calor y frío por niveles de temperatura	Demande totale de chaleur et de refroidissement par niveaux de température	Domanda totale di calore e di raffreddamento per livelli di temperatura	Łączne zapotrzebowanie na ciepło wg poziomów temperatury	Celotna potrebna toplota po temperaturnih nivojih	Celková potreba tepla a chladenia podľa teplotných úrovní
				0
	The total (aggregate) process heat demand and supply is analysed not only in quantity, but also in quality, this means: by temperature levels. This is important in the subsequent steps for the design of energy efficient supply solutions.					The total (aggregate) process heat demand and supply is analysed not only in quantity, but also in quality, this means: by temperature levels. This is important in the subsequent steps for the design of energy efficient supply solutions.	The total (aggregate) process heat demand and supply is analysed not only in quantity, but also in quality, this means: by temperature levels. This is important in the subsequent steps for the design of energy efficient supply solutions.	Общата (като цяло) необходима работна топлина и топлоснабдяване е анализирана не само по количество, но също така и по отношение на качеството, това означава: по температурни нива. Това е важно в следващите стъпки за проектирането на енергийно ефикасни решения за доставка.		Celková (agregovaná) poptávka a nabídka tepla podle procesů je analyzována nejen kvantitativně, ale i kvalitativně, tj. podle úrovní teplot. Je to důležité pro další kroky návrhu energeticky efektivních řešení.	Der gesamte Bedarf an und die Versorgung mit Wärme werden nicht nur quantitativ, sondern auch qualitativ analysiert, d.h. nach Temperaturniveaus. Das ist in den Folgeschritten für die Planung von energieeffizienten Versorgungslösungen von Bedeutung.	La demanda y suministro totales (suma) de calor para procesos se analiza no sólo cuantitativamente, sino también cualitativamente, es decir, por niveles de temperatura. Esto tiene su importancia a la hora de diseñar, en pasos posteriores, soluciones de suministro eficiente de la energía.	Le Total (global) de la demande et de la fourniture de chaleur processus est analysée non seulement en quantité mais également en qualité, ce qui signifie : par niveaux de température. Cette analyse est importante dans les étapes ultérieurs de la conception des solutions de fourniture d'efficacité énergétique.	Si analizzano la domanda e la fornitura totali (aggregate) di calore di processo, dal punto di vista sia quantitativo sia qualitativo, vale a dire per livelli di temperatura. Questa informazione risulterà importante nelle successive fasi di dimensionamento, per sviluppare soluzioni di somministro dell'energia piú efficienti.	Łączne (suma) zapotrzebowanie i zaopatrzenie w ciepło technologiczne analizuje się nie tylko względem ilości, ale także jakości, co oznacza: wg poziomów temperatury. Jest to istotne wobec kolejnych etapów projektu rozwiązań efektywnego zaopatrzenia w energię.	Analizirana je celotna potreba in dobava procesne toplote po količini in kvaliteti oz. po temperaturnih nivojih. To je pomembno v načrtovanju energijske učinkovitosti.	Celková (agregovaná) potreba a ponuka procesného tepla je analyzovaná nielen kvantitatívne, ale aj kvalitatívne, tj. podľa úrovní teplôt. Je to dôležité pre ďalšie kroky návrhu energeticky efektivních riešení.
				0
	Table 2.3.2.1 Process heat demand and supply by temperature levels					Table 2.3.2.1 Process heat demand and supply by temperature levels	Table 2.3.2.1 Process heat demand and supply by temperature levels	Таблица 2.3.2.1 Необходима работна топлина и топлоснабдяване по температурни нива		Tabulka 2.3.2 Poptávka a nabídka tepla podle procesů, podle úrovní teplot	Tabelle 2.3.2.1 Prozesswärmebedarf und Versorgung nach Temperaturniveaus	Tabla 2.3.2.1 Demanda y suministro de calor para procesos por niveles de temperatura	Tableau 2.3.2.1 Demande et fourniture de chaleur industrielle par niveaux de température	Tabella 2.3.2.1 Domamda e fornitura di calore di processo per livelli di temperatura	Tabela 2.3.2 Zapotrzebowanie i zaopatrzenie w ciepło technologiczne wg poziomów temperatury	Preglednica 2.3.2 Potrebna in dobavna procesna toplota po temperaturnih nivojih.	Tabuľka 2.3.2.1 Potreba a ponuka tepla podľa teplotných úrovní
				0
	Temperature level		Process heat consumption by process temperature					Total heat supply by central heat supply temperature					Temperature level	Temperature level	Температурно ниво		Úroveň teplot	Temperatur- niveau	Nivel de temperatura	Niveau de température	Livello di temperatura	Poziom temperatury	Temperaturni nivoji.	Teplotná úroveň
			[MWh]		[% of total]		[% cumulative]		[MWh]		[% of total]		[% cumulative]					Process heat consumption by process temperature	Process heat consumption by process / temperature	Топлинна консумация на процеса по работна температура		Spotřeba procesního tepla podle teploty procesu	Prozesswärmeverbrauch nach Prozesstemperatur	Consumo de calor para procesos por temperatura del proceso	Consommation de chaleur industrielle par température du processus	Consumo di calore di processo per livello di temperatura	Zużycie ciepła technologicznego wg temperatury procesu	Raba procesne toplote po temperaturi procesa.	Spotreba procesného tepla podľa procesov
			80		10,00		10,00		80		10,00		10,00					Total heat supply by central heat supply temperature	Total heat supply by central heat supply temperature	Общо топлоснабдяване по централна топлопреносна температура		Celková dodávka tepla podle teploty centrálního zdroje	Gesamtwärmeversorgung nach zentraler Wärmezufuhrtemperatur	Suministro total de calor por temperatura del suministro de calor central	Fourniture de chaleur totale par température de fourniture de chaleur centrale	Fornitura totale di calore per livello di temperatura del sistema centrale di somministro dell'energia	Łączne zaopatrzenie w ciepło wg temperatury centralnego ogrzewania	Celotna dobavna toplota po osrednji temperaturi dobavne toplote.	Celková dodávka tepla podľa teploty centrálneho zdroja
			80		10,00		10,00		80		10,00		10,00					[% of total]	[% of total]	[% от общо]		[% z celku]	[% vom Gesamtbetrag]	[% del total]	[% du total]	[% del totale]	[% łącznie]	[% skupaj]	[% z celku]
			80		10,00		10,00		80		10,00		10,00					[% cumulative]	[% cumulative]	[% натрупващо]		[% kumulovaně]	[% kumuliert]	[% acumulado]	[% cumulé]	[% cumulativa]	[% skumulowane]	[% kumulativa]	[% kumulovane]
			80		10,00		10,00		80		10,00		10,00					0
			80		10,00		10,00		80		10,00		10,00					0
			80		10,00		10,00		80		10,00		10,00					0
				0
				0
				0
				0
	tot					0
				0
				0
		Temperature [ºC] / Cumulative Heat Demand [MWh]					0
				Process heat (gross)	Process heat (gross)	Работна топлина(грубо)		Procesní teplo (hrubé)	Prozesswärme (brutto)	Calor para procesos (bruto)	Chaleur industrielle (brute)	Calore di processo (lordo)	Ciepło technologiczne (brutto)	Procesna toplota (bruto)	Procesní teplo (hrubé)
				Process heat (net)	Process heat (net)	Работна топлина(мрежа)		Procesní teplo (čisté)	Prozesswärme (netto)	Calor para procesos (neto)	Chaleur industrielle (nette)	Calore di processo (netto)	Ciepło technologiczne (netto)	Procesna toplota (neto)	Procesní teplo (čisté)
				Supply heat	Supply heat	Доставна топлина		Dodávky tepla	Versorgungswärme	Suministro de calor	Fourniture de chaleur	Calore di fornitura	Ciepło doprowadzane	Dobavna toplota	Dodávky tepla
				0
				0
				0
				Cumulative Heat Demand	Cumulative Heat Demand	Натрупанване на топлинни нужди		Kumulovaná poptávka po teplu	Kumulierter Wärmebedarf	Demanda de calor acumulada	Demande de chaleur cumulée	Domanda di calore cumulativa	Skumulowane zapotrzebowanie na ciepło	Kumulativna dobavna toplota.	Kumulovaná poptávka po teplu
				0
				0
				0
				0
				0
				0
				0
				0
				0
				0
				0
				0
				Temperature	Temperature	Температура		Teplota	Temperatur	Temperatura	Température	Temperatura	Temperatura	Temperatura	Teplota
				0
				0
				0
	Figure 2.3.2.1 Distribution of the heat demand by temperature levels					Figure 2.3.2.1 Distribution of the heat demand by temperature levels	Figure 2.3.2.1 Distribution of the heat demand by temperature levels	Фигура 2.3.2.1 Разпределение на топлинните нужди по температурни нива		Obrázek 2.3.2. Distribuce poptávky po teplu podle úrovní teplot.	Abbildung 2.3.2.1 Verteilung des Wärmebedarfs nach Temperaturniveaus	Figura 2.3.2.1. Distribución de la demanda de calor por niveles de temperatura	Figure 2.3.2.1 Répartition de la demande de chaleur par niveaux de température	Figura 2.3.2.1 Distribuzione della domanda di calore per livelli di temperatura	Wykres 2.3.2. Rozkład zapotrzebowania na ciepło wg poziomów temperatury	Slika 2.3.2 Distribucija potrebne toplote po temperaturnih nivojih.	Obrázok 2.3.2. Distribúcia potreby tepla podľa teplotných úrovní.

EA4b_PLOT_REPORT
	Process heat (gross)	Process heat (net)	Supply heat
T	UPH	UPHNet	USH
a	b	c	d
a	b	c	d
a	b	c	d
a	b	c	d
a	b	c	d
a	b	c	d
a	b	c	d
a	b	c	d
a	b	c	d
a	b	c	d
a	b	c	d
a	b	c	d
a	b	c	d
a	b	c	d
a	b	c	d
a	b	c	d
a	b	c	d
a	b	c	d
a	b	c	d
a	b	c	d
a	b	c	d
a	b	c	d
a	b	c	d
a	b	c	d
a	b	c	d
a	b	c	d
a	b	c	d
a	b	c	d
a	b	c	d
a	b	c	d
a	b	c	d
a	b	c	d
a	b	c	d
a	b	c	d
a	b	c	d
a	b	c	d
a	b	c	d
a	b	c	d
a	b	c	d
a	b	c	d
a	b	c	d
a	b	c	d
a	b	c	d
a	b	c	d
a	b	c	d
a	b	c	d
a	b	c	d
a	b	c	d
a	b	c	d
a	b	c	d
a	b	c	d
a	b	c	d
a	b	c	d
a	b	c	d
a	b	c	d
a	b	c	d
a	b	c	d
a	b	c	d
a	b	c	d
a	b	c	d
a	b	c	d
a	b	c	d
a	b	c	d
a	b	c	d
a	b	c	d
a	b	c	d
a	b	c	d
a	b	c	d
a	b	c	d
a	b	c	d
a	b	c	d
a	b	c	d
a	b	c	d
a	b	c	d
a	b	c	d
a	b	c	d
a	b	c	d
a	b	c	d
a	b	c	d
a	b	c	d
a	b	c	d

## 232a2
		company, city, country					EN	EN	BG	CAT	CZ	DE	ES	FR	IT	PL	SI	SK
		2.3.2	Total heat and cooling demand by temperature levels (continued)					Total heat and cooling demand by temperature levels (continued)	Total heat and cooling demand by temperature levels (continued)	Общо годишни отоплителни и охладителни нужди по температурни нива (продължение)		Celková poptávka po teplu podle úrovní teplot	Gesamtwärme- und Kältebedarf nach Temperaturniveaus	Demanda total de calor por niveles de temperatura	Demande totale de chaleur et de refroidissement par niveaux de température (suite)	Domanda di freddo e di calore totale per livelli di temperatura	Łączne zapotrzebowanie na ciepło wg poziomów temperatury	Celotna potrebna toplota po temperaturnih nivojih	Celková potreba tepla a chladenia podľa teplotných úrovní (pokračovanie)
	Temperature interval (upper limit) [°C] / Process heat demand (UPH) [MWh]					0
				0
				0
				Process heat (gross)	Process heat (gross)	Работна топлина(грубо)		Procesní teplo (hrubé)	Prozesswärme (brutto)	Calor para procesos (bruto)	Chaleur industrielle (brute)	Calore di processo (lordo)	Ciepło technologiczne (brutto)	Procesna toplota (bruto)	Procesné teplo (hrubé)
				Process heat (net)	Process heat (net)	Работна топлина(мрежа)		Procesní teplo (čisté)	Prozesswärme (netto)	Calor para procesos (neto)	Chaleur industrielle (nette)	Calore di processo (netto)	Ciepło technologiczne (netto)	Procesna toplota (neto)	Procesné teplo (čisté)
				Supply heat	Supply heat	Доставна топлина		Dodávky tepla	Versorgungswärme	Suministro de calor	Fourniture de chaleur	Calore fornito	Ciepło doprowadzane	Dobavna toplota	Dodávka tepla
				0
				0
				0
				Cumulative Heat Demand	Cumulative Heat Demand	Натрупанване на топлинни нужди		Kumulovaná poptávka po teplu	Kumulierter Wärmebedarf	Demanda de calor acumulada	Demande de chaleur cumulée	Domanda di calore cumulativa	Skumulowane zapotrzebowanie na ciepło	Kumulativna dobavna toplota.	Kumulovaná potreba teplu
				0
				0
				0
				0
				0
				0
				0
				0
				0
				0
				0
				0
				Temperature	Temperature	Температура		Teplota	Temperatur	Temperatura	Température	Temperatura	Temperatura	Temperatura	Teplota
				0
				0
				Figure	Figure	Фигура		Obrázek	Abbildung	Figura	Figure	Figura	Wykres	Slika	Obrázok
		Figure 2.3.2.2. Distribution of the heat demand by temperature levels					Distribution of the heat demand by temperature levels	Distribution of the heat demand by temperature levels	Разпределение на топлинните нужди по температурни нива		Distribuce poptávky po teplu podle úrovní teplot.	Verteilung des Wärmebedarfs nach Temperaturniveaus	Distribución de la demanda de calor por niveles de temperatura	Répartition de la demande de chaleur par niveaux de température	Distribuzione della domanda di calore per livelli di temperatura	Rozkład zapotrzebowania na ciepło wg poziomów temperatury	Distribucija potrebne toplote po temperaturnih nivojih.	Distribúcia potreby tepla podľa teplotných úrovní.
				UPH – external supply	UPH – external supply	UPH – външен източник		UPH – external supply	UPH – externe Versorgung	UPH – suministro externo	UPH – fourniture externe	UPH – somministrato dall'esterno	UPH – external supply	UPH – external supply	UPH – externá dodávka
				UPH – from heat recovery	UPH – from heat recovery	UPH – от възвърната топлина		UPH – from heat recovery	UPH – durch Wärmerückgewinnung	UPH – de recuperación de calor	UPH – par récupération de chaleur	UPH – somministrato attraverso recupero di calore	UPH – from heat recovery	UPH – from heat recovery	UPH – z rekuperácie tepla
	1. UPH vs. T in differential representation

	T	UPH – external supply	UPH – from heat recovery
	a	c	#VALUE!
	a	#VALUE!	#VALUE!
	a	#VALUE!	#VALUE!
	a	#VALUE!	#VALUE!
	a	#VALUE!	#VALUE!
	a	#VALUE!	#VALUE!
	a	#VALUE!	#VALUE!
	a	#VALUE!	#VALUE!
	a	#VALUE!	#VALUE!
	a	#VALUE!	#VALUE!
	a	#VALUE!	#VALUE!
	a	#VALUE!	#VALUE!
	a	#VALUE!	#VALUE!
	a	#VALUE!	#VALUE!
	a	#VALUE!	#VALUE!
	a	#VALUE!	#VALUE!
	a	#VALUE!	#VALUE!
	a	#VALUE!	#VALUE!
	a	#VALUE!	#VALUE!
	a	#VALUE!	#VALUE!
	a	#VALUE!	#VALUE!
	a	#VALUE!	#VALUE!
	a	#VALUE!	#VALUE!
	a	#VALUE!	#VALUE!
	a	#VALUE!	#VALUE!
	a	#VALUE!	#VALUE!
	a	#VALUE!	#VALUE!
	a	#VALUE!	#VALUE!
	a	#VALUE!	#VALUE!
	a	#VALUE!	#VALUE!
	a	#VALUE!	#VALUE!
	a	#VALUE!	#VALUE!
	a	#VALUE!	#VALUE!
	a	#VALUE!	#VALUE!
	a	#VALUE!	#VALUE!
	a	#VALUE!	#VALUE!
	a	#VALUE!	#VALUE!
	a	#VALUE!	#VALUE!
	a	#VALUE!	#VALUE!
	a	#VALUE!	#VALUE!
	a	#VALUE!	#VALUE!
	a	#VALUE!	#VALUE!
	a	#VALUE!	#VALUE!
	a	#VALUE!	#VALUE!
	a	#VALUE!	#VALUE!
	a	#VALUE!	#VALUE!
	a	#VALUE!	#VALUE!
	a	#VALUE!	#VALUE!
	a	#VALUE!	#VALUE!
	a	#VALUE!	#VALUE!
	a	#VALUE!	#VALUE!
	a	#VALUE!	#VALUE!
	a	#VALUE!	#VALUE!
	a	#VALUE!	#VALUE!
	a	#VALUE!	#VALUE!
	a	#VALUE!	#VALUE!
	a	#VALUE!	#VALUE!
	a	#VALUE!	#VALUE!
	a	#VALUE!	#VALUE!
	a	#VALUE!	#VALUE!
	a	#VALUE!	#VALUE!
	a	#VALUE!	#VALUE!
	a	#VALUE!	#VALUE!
	a	#VALUE!	#VALUE!
	a	#VALUE!	#VALUE!
	a	#VALUE!	#VALUE!
	a	#VALUE!	#VALUE!
	a	#VALUE!	#VALUE!
	a	#VALUE!	#VALUE!
	a	#VALUE!	#VALUE!
	a	#VALUE!	#VALUE!
	a	#VALUE!	#VALUE!
	a	#VALUE!	#VALUE!
	a	#VALUE!	#VALUE!
	a	#VALUE!	#VALUE!
	a	#VALUE!	#VALUE!
	a	#VALUE!	#VALUE!
	a	#VALUE!	#VALUE!
	a	#VALUE!	#VALUE!
	a	#VALUE!	#VALUE!

2	Temperature levels by process

	PTin	PTinR	PT		PTin_mod	PTinR_mod	PT0	PT1				internal preheating	external preheating	process temperature
a	g	g	g		#VALUE!	#VALUE!	#VALUE!	#VALUE!		a	#VALUE!	#VALUE!	#VALUE!	5
b	g	g	g		#VALUE!	#VALUE!	#VALUE!	#VALUE!		b	#VALUE!	#VALUE!	#VALUE!	5
c	g	g	g		#VALUE!	#VALUE!	#VALUE!	#VALUE!		c	#VALUE!	#VALUE!	#VALUE!	5
d	g	g	g		#VALUE!	#VALUE!	#VALUE!	#VALUE!		d	#VALUE!	#VALUE!	#VALUE!	5
e	g	g	g		#VALUE!	#VALUE!	#VALUE!	#VALUE!		e	#VALUE!	#VALUE!	#VALUE!	5
a	g	g	g		#VALUE!	#VALUE!	#VALUE!	#VALUE!		a	#VALUE!	#VALUE!	#VALUE!	5
a	g	g	g		#VALUE!	#VALUE!	#VALUE!	#VALUE!		a	#VALUE!	#VALUE!	#VALUE!	5
a	g	g	g		#VALUE!	#VALUE!	#VALUE!	#VALUE!		a	#VALUE!	#VALUE!	#VALUE!	5
a	g	g	g		#VALUE!	#VALUE!	#VALUE!	#VALUE!		a	#VALUE!	#VALUE!	#VALUE!	5
a	g	g	g		#VALUE!	#VALUE!	#VALUE!	#VALUE!		a	#VALUE!	#VALUE!	#VALUE!	5
a	g	g	g		#VALUE!	#VALUE!	#VALUE!	#VALUE!		a	#VALUE!	#VALUE!	#VALUE!	5
a	g	g	g		#VALUE!	#VALUE!	#VALUE!	#VALUE!		a	#VALUE!	#VALUE!	#VALUE!	5
a	g	g	g		#VALUE!	#VALUE!	#VALUE!	#VALUE!		a	#VALUE!	#VALUE!	#VALUE!	5
a	g	g	g		#VALUE!	#VALUE!	#VALUE!	#VALUE!		a	#VALUE!	#VALUE!	#VALUE!	5
a	g	g	g		#VALUE!	#VALUE!	#VALUE!	#VALUE!		a	#VALUE!	#VALUE!	#VALUE!	5
a	g	g	g		#VALUE!	#VALUE!	#VALUE!	#VALUE!		a	#VALUE!	#VALUE!	#VALUE!	5
a	g	g	g		#VALUE!	#VALUE!	#VALUE!	#VALUE!		a	#VALUE!	#VALUE!	#VALUE!	5
a	g	g	g		#VALUE!	#VALUE!	#VALUE!	#VALUE!		a	#VALUE!	#VALUE!	#VALUE!	5
a	g	g	g		#VALUE!	#VALUE!	#VALUE!	#VALUE!		a	#VALUE!	#VALUE!	#VALUE!	5
a	g	g	g		#VALUE!	#VALUE!	#VALUE!	#VALUE!		a	#VALUE!	#VALUE!	#VALUE!	5
a	g	g	g		#VALUE!	#VALUE!	#VALUE!	#VALUE!		a	#VALUE!	#VALUE!	#VALUE!	5

	Temperature [°C]

## 232b
	company, city, country					EN	EN	BG	CAT	CZ	DE	ES	FR	IT	PL	SI	SK
	2.3.2	Total heat and cooling demand by temperature levels					Total heat and cooling demand by temperature levels	Total heat and cooling demand by temperature levels	Общо отоплителни и охладителни нужди по температурни нива		Celková poptávka po teplu podle úrovní teplot	Gesamtwärme und -kältebedarf nach Temperaturniveaus	Demanda total de calor y frío por niveles de temperatura	Demande totale de chaleur et de refroidissement par niveaux de température	Domanda totale di calore e di raffreddamento per livelli di temperatura	Łączne zapotrzebowanie na ciepło wg poziomów temperatury	Celotna potrebna toplota po temperaturnih nivojih	Celková potreba tepla a chladenia podľa teplotných úrovní
				0
	The total (aggregate) process cooling demand and supply is analysed not only in quantity, but also in quality, this means: by temperature levels. This is important in the subsequent steps for the design of energy efficient supply solutions.					The total (aggregate) process cooling demand and supply is analysed not only in quantity, but also in quality, this means: by temperature levels. This is important in the subsequent steps for the design of energy efficient supply solutions.	The total (aggregate) process cooling demand and supply is analysed not only in quantity, but also in quality, this means: by temperature levels. This is important in the subsequent steps for the design of energy efficient supply solutions.	Общата (като цяло) необходима работна охладителна енергия и охлаждане е анализирана не само по количество, но също така и по отношение на качеството, това означава: по температурни нива. Това е важно в следващите стъпки за проектирането на енергийно ефикасни решения за доставка.		Celková (agregovaná) poptávka a nabídka tepla podle procesů je analyzována nejen kvantitativně, ale i kvalitativně, tj. podle úrovní teplot. Je to důležité pro další kroky návrhu energeticky efektivních řešení.	Der gesamte Bedarf an und die Versorgung mit Kälte werden nicht nur quantitativ, sondern auch qualitativ analysiert, d.h. nach Temperaturniveaus. Das ist in den Folgeschritten für die Planung von energieeffizienten Versorgungslösungen von Bedeutung.	La demanda y suministro totales (suma) de frío para procesos se analiza no sólo cuantitativamente, sino también cualitativamente, es decir, por niveles de temperatura. Esto tiene su importancia a la hora de diseñar, en pasos posteriores, soluciones de suministro eficiente de la energía.	Le total (global) de la demande et de la fourniture de refroidissement du processus est analysée en quantité mais également en qualité, ce qui signifie : par niveaux de température. Cette analyse est importante dans les étapes ultérieurs de la conception des solutions de fourniture d'efficacité énergétique.	Si analizzano la domanda e la fornitura totali (aggregate) di energia per raffreddamento di processo, dal punto di vista sia quantitativo sia qualitativo, vale a dire per livelli di temperatura. Questa informazione risulterà importante nelle successive fasi di dimensionamento, per sviluppare soluzioni di somministro dell'energia piú efficienti.	Łączne (suma) zapotrzebowanie i zaopatrzenie w ciepło technologiczne analizuje się nie tylko względem ilości, ale także jakości, co oznacza: wg poziomów temperatury. Jest to istotne wobec kolejnych etapów projektu rozwiązań efektywnego zaopatrzenia w energię.	Analizirana je celotna potreba in dobava procesne toplote po količini in kvaliteti oz. po temperaturnih nivojih. To je pomembno v načrtovanju energijske učinkovitosti.	Celková (agregovaná) potreba a ponuka procesného chladenia je analyzovaná nielen kvantitatívne, ale aj kvalitatívne, tj. podľa úrovní teplôt. Je to dôležité pre ďalšie kroky návrhu energeticky efektivních riešení.
				0
	Table 2.3.2.2 Process cooling demand and supply by temperature levels					Table 2.3.2.2 Process cooling demand and supply by temperature levels	Table 2.3.2.2 Process cooling demand and supply by temperature levels	Таблица 2.3.2.2 Необходима работна охладителна енергия и охлаждане по температурни нива		Tabulka 2.3.2 Poptávka a nabídka tepla podle procesů, podle úrovní teplot	Tabelle 2.3.2.2 Bedarf an und Versorgung mit Kälte nach Temperaturniveaus	Tabla 2.3.2.2 Demanda y suministro de frío para procesos por niveles de temperatura	Tableau 2.3.2.2 Demande et fourniture de refroidissement industrielle par niveaux de température	Tabella 2.3.2.2 Domanda e fornitura di calore del processo per livelli di temperatura	Tabela 2.3.2 Zapotrzebowanie i zaopatrzenie w ciepło technologiczne wg poziomów temperatury	Preglednica 2.3.2 Potrebna in dobavna procesna toplota po temperaturnih nivojih.	Tabuľka 2.3.2.2 Potreba a ponuka chladenia podľa teplotných úrovní
				0
	Temperature level		Process cooling consumption by process temperature					Total cooling supply by central heat supply temperature					Temperature level	Temperature level	Температурно ниво		Úroveň teplot	Temperatur- niveau	Nivel de temperatura	Niveau de température	Livello di temperatura	Poziom temperatury	Temperaturni nivoji.	Teplotná úroveň
			[MWh]		[% of total]		[% cumulative]		[MWh]		[% of total]		[% cumulative]					Process cooling consumption by process temperature	Process cooling consumption by process / temperature	Консумация на охладителна енергия на процеса по работна температура		Spotřeba procesního tepla podle teploty procesu	Prozesskälteverbrauch nach Prozesstemperatur	Consumo de frío para procesos por temperatura del proceso	Consommation de refroidissement industrielle par température du processus	Consumo di calore del processo per temperatura di processo	Zużycie ciepła technologicznego wg temperatury procesu	Raba procesne toplote po temperaturi procesa.	Spotreba procesného chladenia podľa procesov
			80		10,00		10,00		80		10,00		10,00					Total cooling supply by central heat supply temperature	Total cooling supply by central heat supply temperature	Общо охлаждане по централно топлопреносна температура		Celková dodávka tepla podle teploty centrálního zdroje	Gesamtkälteversorgung nach zentraler Kältezufuhrtemperatur	Suministro total de frío por temperatura del suministro de calor central	Fourniture de refroidissement totale par température de fourniture de chaleur centrale	Fornitura totale di calore per temperatura di fornitura di calore principale	Łączne zaopatrzenie w ciepło wg temperatury centralnego ogrzewania	Celotna dobavna toplota po osrednji temperaturi dobavne toplote.	Celková dodávka chladenia podľa teploty centrálneho zdroja
			80		10,00		10,00		80		10,00		10,00					[% of total]	[% of total]	[% от общо]		[% z celku]	[% vom Gesamtbetrag]	[% del total]	[% du total]	[% del totale]	[% łącznie]	[% skupaj]	[% z celku]
			80		10,00		10,00		80		10,00		10,00					[% cumulative]	[% cumulative]	[% натрупващо]		[% kumulovaně]	[% kumuliert]	[% acumulado]	[% cumulé]	[% cumulativa]	[% skumulowane]	[% kumulativa]	[% kumulovane]
			80		10,00		10,00		80		10,00		10,00					0
			80		10,00		10,00		80		10,00		10,00					0
			80		10,00		10,00		80		10,00		10,00					0
				0
				0
				0
				0
	tot					0
				0
				0
		Temperature [ºC] / Cumulative Cooling Demand [MWh]					0
				Process cooling (gross)	Process cooling (gross)	Работна охладителна енергия(грубо)		Procesní teplo (hrubé)	Prozesskälte (brutto)	Frío para procesos (bruto)	Refroidissement industriel (brute)	Calore di processo (lordo)	Ciepło technologiczne (brutto)	Procesna toplota (bruto)	Procesné teplo
				Process cooling (net)	Process cooling (net)	Работна охладителна енергия(мрежа)		Procesní teplo (čisté)	Prozesskälte (netto)	Frío para procesos (neto)	Refroidissement industriel (nette)	Calore di processo (netto)	Ciepło technologiczne (netto)	Procesna toplota (neto)	Procesné teplo (čisté)
				Supply cooling	Supply cooling	Доставна охладителна енергия		Dodávky tepla	Versorgungskälte	Suministro de frío	Fourniture de refroidissement	Calore di fornitura	Ciepło doprowadzane	Dobavna toplota	Potreba chladenia
				0
				0
				0
				Cumulative Cooling Demand	Cumulative Cooling Demand	Натрупанване на охладителна нужди		Kumulovaná poptávka po teplu	Kumulierter Kältebedarf	Demanda de frío acumulada	Demande de refroidissement cumulée	Domanda di calore cumulativa	Skumulowane zapotrzebowanie na ciepło	Kumulativna dobavna toplota.	Kumulovaná potreba chladenia
				0
				0
				0
				0
				0
				0
				0
				0
				0
				0
				0
				0
				Temperature	Temperature	Температура		Teplota	Temperatur	Temperatura	Température	Temperatura	Temperatura	Temperatura	Teplota
				0
				0
				0
	Figure 2.3.2.3 Distribution of the cooling demand by temperature levels					Figure 2.3.2.3 Distribution of the cooling demand by temperature levels	Figure 2.3.2.3 Distribution of the cooling demand by temperature levels	Фигура 2.3.2.2 Разпределение на охладителните нужди по температурни нива		Obrázek 2.3.2. Distribuce poptávky po teplu podle úrovní teplot.	Abbildung 2.3.2.3 Verteilung des Kältebedarfs nach Temperaturniveaus	Figura 2.3.2.3 Distribución de la demanda de frío por niveles de temperatura	Figure 2.3.2.3 Répartition de la demande de refroidissement par niveaux de température	Figura 2.3.2.3 Distribuzione della domanda di raffreddamento per livelli di temperatura	Wykres 2.3.2. Rozkład zapotrzebowania na ciepło wg poziomów temperatury	Slika 2.3.2 Distribucija potrebne toplote po temperaturnih nivojih.	Obrázok 2.3.2. Distribúcia potreby chladenia podľa teplotných úrovní.

EA4b_PLOT_REPORT
	Process heat (gross)	Process heat (net)	Supply heat
T	UPC	UPCNet	USC
a	b	c	d
a	b	c	d
a	b	c	d
a	b	c	d
a	b	c	d
a	b	c	d
a	b	c	d
a	b	c	d
a	b	c	d
a	b	c	d
a	b	c	d
a	b	c	d
a	b	c	d
a	b	c	d
a	b	c	d
a	b	c	d
a	b	c	d
a	b	c	d
a	b	c	d
a	b	c	d
a	b	c	d
a	b	c	d
a	b	c	d
a	b	c	d
a	b	c	d
a	b	c	d
a	b	c	d
a	b	c	d
a	b	c	d
a	b	c	d
a	b	c	d
a	b	c	d
a	b	c	d
a	b	c	d
a	b	c	d
a	b	c	d
a	b	c	d
a	b	c	d
a	b	c	d
a	b	c	d
a	b	c	d
a	b	c	d
a	b	c	d
a	b	c	d
a	b	c	d
a	b	c	d
a	b	c	d
a	b	c	d
a	b	c	d
a	b	c	d
a	b	c	d
a	b	c	d
a	b	c	d
a	b	c	d
a	b	c	d
a	b	c	d
a	b	c	d
a	b	c	d
a	b	c	d
a	b	c	d
a	b	c	d
a	b	c	d
a	b	c	d
a	b	c	d
a	b	c	d
a	b	c	d
a	b	c	d
a	b	c	d
a	b	c	d
a	b	c	d
a	b	c	d
a	b	c	d
a	b	c	d
a	b	c	d
a	b	c	d
a	b	c	d
a	b	c	d
a	b	c	d
a	b	c	d
a	b	c	d
a	b	c	d

## 232b2
	company, city, country					EN	EN	BG	CAT	CZ	DE	ES	FR	IT	PL	SI	SK
	2.3.2	Total heat and cooling demand by temperature levels (continued)					Total heat and cooling demand by temperature levels (continued)	Total heat and cooling demand by temperature levels (continued)	Общо отоплителни и охладителни нужди по температурни нива (продължение)		Celková poptávka po teplu podle úrovní teplot	Gesamtwärme- und Kältebedarf nach Temperaturniveaus	Demanda total de calor por niveles de temperatura	Demande totale de chaleur et de refroidissement par niveaux de température (suite)	Domanda di freddo e di calore totale per livelli di temperatura	Łączne zapotrzebowanie na ciepło wg poziomów temperatury	Celotna potrebna toplota po temperaturnih nivojih	Celková potreba tepla a chladenia podľa teplotných úrovní (pokračovanie)
Temperature interval (upper limit) [°C] / Process cooling demand (UPC) [MWh]					0
				0
				0
				Process heat (gross)	Process heat (gross)	Работна топлина(грубо)		Procesní teplo (hrubé)	Prozesswärme (brutto)	Calor para procesos (bruto)	Chaleur industrielle (brute)	Freddo di processo (lordo)	Ciepło technologiczne (brutto)	Procesna toplota (bruto)	Procesné teplo (hrubé)
				Process heat (net)	Process heat (net)	Работна топлина(мрежа)		Procesní teplo (čisté)	Prozesswärme (netto)	Calor para procesos (neto)	Chaleur industrielle (nette)	Freddo di processo (netto)	Ciepło technologiczne (netto)	Procesna toplota (neto)	Procesníéteplo (čisté)
				Supply heat	Supply heat	Доставна топлина		Dodávky tepla	Versorgungswärme	Suministro de calor	Fourniture de chaleur	Freddo fornito	Ciepło doprowadzane	Dobavna toplota	Dodávka tepla
				0
				0
				0
				Cumulative Heat Demand	Cumulative Heat Demand	Натрупанване на топлинни нужди		Kumulovaná poptávka po teplu	Kumulierter Wärmebedarf	Demanda de calor acumulada	Demande de chaleur cumulée	Domanda di energia per raffreddamento cumulativa	Skumulowane zapotrzebowanie na ciepło	Kumulativna dobavna toplota.	Kumulovaná potreba tepla
				0
				0
				0
				0
				0
				0
				0
				0
				0
				0
				0
				0
				Temperature	Temperature	Температура		Teplota	Temperatur	Temperatura	Température	Temperatura	Temperatura	Temperatura	Teplota
				0
				0
				Figure	Figure	Фигура		Obrázek	Abbildung	Figura	Figure	Figura	Wykres	Slika	Obrázok
	Figure 2.3.2.4. Distribution of the cooling demand by temperature levels					Distribution of the cooling demand by temperature levels	Distribution of the cooling demand by temperature levels	Разпределение на охладителните нужди по температурни нива		Distribuce poptávky po teplu podle úrovní teplot.	Verteilung des Kältebedarfs nach Temperaturniveaus	Distribución de la demanda de frío por niveles de temperatura	Répartition de la demande de refroidissement par niveaux de température	Distribuzione della domanda di freddo per livelli di temperatura	Rozkład zapotrzebowania na ciepło wg poziomów temperatury	Distribucija potrebne toplote po temperaturnih nivojih.	Distribúcia potreby tepla podľa teplotných úrovní.
				UPC – external supply	UPC – external supply	UPC – външен източник		UPC – external supply	UPC – Externe Versorgung	UPC – suministro externo	UPC – fourniture externe	UPC – somministrato dell'esterno	UPC – external supply	UPC – external supply	UPC – externá dodávka
				UPC – from heat recovery	UPC – from heat recovery	UPC – от възвърната топлина		UPC – from heat recovery	UPC – durch Wärmerückgewinnung	UPC – de recuperación de calor	UPC – par récupération de chaleur	UPC – somministrato attraverso recupero di calore	UPC – from heat recovery	UPC – from heat recovery	UPC – z rekuperácie tepla
1. UPH vs. T in differential representation

T	UPC – external supply	UPC – from heat recovery
T
a	#VALUE!	#VALUE!
a	#VALUE!	#VALUE!
a	#VALUE!	#VALUE!
a	#VALUE!	#VALUE!
a	#VALUE!	#VALUE!
a	#VALUE!	#VALUE!
a	#VALUE!	#VALUE!
a	#VALUE!	#VALUE!
a	#VALUE!	#VALUE!
a	#VALUE!	#VALUE!
a	#VALUE!	#VALUE!
a	#VALUE!	#VALUE!
a	#VALUE!	#VALUE!
a	#VALUE!	#VALUE!
a	#VALUE!	#VALUE!
a	#VALUE!	#VALUE!
a	#VALUE!	#VALUE!
a	#VALUE!	#VALUE!
a	#VALUE!	#VALUE!
a	#VALUE!	#VALUE!
a	#VALUE!	#VALUE!
a	#VALUE!	#VALUE!
a	#VALUE!	#VALUE!
a	#VALUE!	#VALUE!
a	#VALUE!	#VALUE!
a	#VALUE!	#VALUE!
a	#VALUE!	#VALUE!
a	#VALUE!	#VALUE!
a	#VALUE!	#VALUE!
a	#VALUE!	#VALUE!
a	#VALUE!	#VALUE!
a	#VALUE!	#VALUE!
a	#VALUE!	#VALUE!
a	#VALUE!	#VALUE!
a	#VALUE!	#VALUE!
a	#VALUE!	#VALUE!
a	#VALUE!	#VALUE!
a	#VALUE!	#VALUE!
a	#VALUE!	#VALUE!
a	#VALUE!	#VALUE!
a	#VALUE!	#VALUE!
a	#VALUE!	#VALUE!
a	#VALUE!	#VALUE!
a	#VALUE!	#VALUE!
a	#VALUE!	#VALUE!
a	#VALUE!	#VALUE!
a	#VALUE!	#VALUE!
a	#VALUE!	#VALUE!
a	#VALUE!	#VALUE!
a	#VALUE!	#VALUE!
a	#VALUE!	#VALUE!
a	#VALUE!	#VALUE!
a	#VALUE!	#VALUE!
a	#VALUE!	#VALUE!
a	#VALUE!	#VALUE!
a	#VALUE!	#VALUE!
a	#VALUE!	#VALUE!
a	#VALUE!	#VALUE!
a	#VALUE!	#VALUE!
a	#VALUE!	#VALUE!
a	#VALUE!	#VALUE!
a	#VALUE!	#VALUE!
a	#VALUE!	#VALUE!
a	#VALUE!	#VALUE!
a	#VALUE!	#VALUE!
a	#VALUE!	#VALUE!
a	#VALUE!	#VALUE!
a	#VALUE!	#VALUE!
a	#VALUE!	#VALUE!
a	#VALUE!	#VALUE!
a	#VALUE!	#VALUE!
a	#VALUE!	#VALUE!
a	#VALUE!	#VALUE!
a	#VALUE!	#VALUE!
a	#VALUE!	#VALUE!
a	#VALUE!	#VALUE!
a	#VALUE!	#VALUE!
a	#VALUE!	#VALUE!
a	#VALUE!	#VALUE!
a	#VALUE!	#VALUE!

## 233a
	company, city, country					EN	EN	BG	CAT	CZ	DE	ES	FR	IT	PL	SI	SK
	2.3.3.1	Distribution of the heat demand by months					Distribution of the heat demand by months	Distribution of the heat demand by months	Разпределение на топлинните нужди по месеци		Distribuce poptávky po teplu po měsících	Verteilung des Wärmebedarfs nach Monaten	Distribución de la demanda de calor por meses	Distribution mensuelle de la demande de chaleur	Distribuzione mensile della domanda di calore	Rozkład zapotrzebowania na ciepło wg miesięcy	Distribucija potrebne toplote po mesecih.	Distribúcia potreby tepla po mesiacoch

	Here the process heat demand is presented distributed by months for the present state.					Here the process heat demand is presented distributed by months for the present state.	Here the process heat demand is presented distributed by months for the present state.	Тук необходимата работна топлина е представена разпределена по месеци за текущото състояние.		Prezentace poptávky procesů po teplu podle měsíců, současný stav.	Es wird nun der Prozesswärmebedarf auf Monate verteilt für den Ist-Zustand dargestellt.	Aquí se expone la demanda de calor para procesos, repartida por meses, en la situación actual.	Ce chapitre présente la demande de chaleur industrielle par mois, dans la situation actuelle.	Si illustra la domanda mensile di calore del processo, nella situazione attuale.	Tutaj przedstawiono rozkład zapotrzebowania na ciepło technologiczne wg miesięcy dla stanu obecnego.	Predstavljena je mesečna distribucija potrebne toplote dejanskega stanja.	Prezentácia potreby procesného tepla podľa mesiacov, súčasný stav.
				Table	Table			Tabulka	Tabelle	Tabla	Tableau	Tabella	Tabela	Preglednica	Tabuľka
	Table 2.3.3.1 Monthly process heat demand					Monthly process heat demand	Monthly process heat demand	Таблица 2.3.3 Месечна нужда от топлинна енергия		Měsíční poptávky procesů po teplu	Monatlicher Prozesswärmebedarf	Demanda mensual de calor para procesos	Demande mensuelle de chaleur industrielle	Domanda mensile di calore del processo	Miesięczne zapotrzebowanie na ciepło technologiczne	Mesečna potreba po procesni toploti.	Mesačná potreba procesného tepla
				0
	Process			Monthly process heat demand					Process	Process	Процес		Proces	Prozess	Proceso	Processus	Processo	Proces	Proces	Proces
				[MWh]					Monthly process heat demand	Monthly process heat demand	Месечна нужда от топлинна енергия		Měsíční poptávka procesu po teplu	Monatlicher Prozesswärmebedarf	Demanda mensual de calor para procesos	Demande mensuelle de chaleur du processus	Domanda mensile di calore del processo	Miesięczne zapotrzebowanie na ciepło technologiczne	Mesečna potreba po procesni toploti.	Mesačná potreba procesného tepla
	Month:			1	2	3	4	5	6	7	8	9	10	11	12			0
	a			c	d	e	f	g	h	i	j	k	l	m	n			0
	a			c	d	e	f	g	h	i	j	k	l	m	n			0
	a			c	d	e	f	g	h	i	j	k	l	m	n			0
	a			c	d	e	f	g	h	i	j	k	l	m	n			0
	a			c	d	e	f	g	h	i	j	k	l	m	n			0
	a			c	d	e	f	g	h	i	j	k	l	m	n			0
	a			c	d	e	f	g	h	i	j	k	l	m	n
	a			c	d	e	f	g	h	i	j	k	l	m	n
	a			c	d	e	f	g	h	i	j	k	l	m	n
	a			c	d	e	f	g	h	i	j	k	l	m	n
	a			c	d	e	f	g	h	i	j	k	l	m	n
	a			c	d	e	f	g	h	i	j	k	l	m	n
	a			c	d	e	f	g	h	i	j	k	l	m	n
	a			c	d	e	f	g	h	i	j	k	l	m	n
	a			c	d	e	f	g	h	i	j	k	l	m	n
	a			c	d	e	f	g	h	i	j	k	l	m	n
	a			c	d	e	f	g	h	i	j	k	l	m	n			0
	a			c	d	e	f	g	h	i	j	k	l	m	n			0
	a			c	d	e	f	g	h	i	j	k	l	m	n			0
	a			c	d	e	f	g	h	i	j	k	l	m	n			0
	Total					Total	Total	Общо		Celkem	Gesamt	Total	Total	Totale	Łącznie	Skupaj	Celkom
	[MWh/month]					0
				0
				0
				0
				0
				0
				0
				0
				0
				MWh/month	MWh/month	MWh/месечно		MWh/měsíc	MWh/Monat	MWh/mes	MWh/mois	MW ora/mese	MWh/miesięcznie	MWh/mesec	MWh/mesiac
				January	January	Януари		Leden	Jänner	Enero	Janvier	gennaio	Styczeń	Januar	Január
				February	February	Февруари		Únor	Februar	Febrero	Février	febbraio	Luty	Februar	Február
				March	March	Март		Březen	März	Marzo	Mars	marzo	Marzec	Marec	Marec
				April	April	Април		Duben	April	Abril	Avril	aprile	Kwiecień	April	Apríl
				May	May	Май		Dvěten	Mai	Mayo	Mai	maggio	Maj	Maj	Máj
				June	June	Юни		Červen	Juni	Junio	Juin	giugno	Czerwiec	Junij	Jún
				July	July	Юли		červenec	Juli	Julio	Juillet	luglio	Lipiec	Julij	Júl
				August	August	Август		Srpen	August	Agosto	Août	agosto	Sierpień	Avgust	August
				September	September	Септември		Září	September	Septiembre	Septembre	settembre	Wrzesień	September	Septrember
				October	October	Октомври		Říjen	Oktober	Octubre	Octobre	ottobre	Październik	Oktober	Október
				November	November	Ноември		Listopad	November	Noviembre	Novembre	novembre	Listopad	November	November
				December	December	Декември		Prosinec	Dezember	Diciembre	Décembre	dicembre	Grudzień	December	December
				Figure	Figure	Фигура		Obrázek	Abbildung	Figura	Figure	Figura	Wykres	Slika	Obrázok
	Figure 2.3.3.1 Distribution of the heat demand by months. Present state.					Distribution of the heat demand by months.	Distribution of the heat demand by months.	Разпределение на топлинните нужди по месеци.		Distribuce poptávky po teplu po měsících.	Verteilung des Wärmebedarfs nach Monaten.	Distribución de la demanda de calor por meses.	Distribution mensuelle de la demande de chaleur.	Distribuzione mensile della domanda di calore.	Rozkład zaopatrzenia w ciepło wg miesięcy.	Distribucija potrebne toplote po mesecih.	Disrtibúcia potreby tepla po mesiacoh.
				Present state.	Present state.	Текущо състояние.		Současný stav.	Ist-Zustand.	Situación actual.	Situation actuelle.	Situazione attuale.	Stan obecny	Dejansko stanje.	Súčasný stav.

Process heat demand	Total	January	February	March	April	May	June	July	August	September	October	November	December
a	b	c	d	e	f	g	h	i	j	k	l	m	n
a	b	c	d	e	f	g	h	i	j	k	l	m	n
a	b	c	d	e	f	g	h	i	j	k	l	m	n
a	b	c	d	e	f	g	h	i	j	k	l	m	n
a	b	c	d	e	f	g	h	i	j	k	l	m	n
a	b	c	d	e	f	g	h	i	j	k	l	m	n
a	b	c	d	e	f	g	h	i	j	k	l	m	n
a	b	c	d	e	f	g	h	i	j	k	l	m	n
a	b	c	d	e	f	g	h	i	j	k	l	m	n
a	b	c	d	e	f	g	h	i	j	k	l	m	n
a	b	c	d	e	f	g	h	i	j	k	l	m	n
a	b	c	d	e	f	g	h	i	j	k	l	m	n
a	b	c	d	e	f	g	h	i	j	k	l	m	n
a	b	c	d	e	f	g	h	i	j	k	l	m	n
a	b	c	d	e	f	g	h	i	j	k	l	m	n
a	b	c	d	e	f	g	h	i	j	k	l	m	n
a	b	c	d	e	f	g	h	i	j	k	l	m	n
a	b	c	d	e	f	g	h	i	j	k	l	m	n
a	b	c	d	e	f	g	h	i	j	k	l	m	n
a	b	c	d	e	f	g	h	i	j	k	l	m	n
Total

## 233b
	company, city, country					EN	EN	BG	CAT	CZ	DE	ES	FR	IT	PL	SI	SK
	2.3.3.2	Distribution of the cooling demand by months					Distribution of the cooling demand by months	Distribution of the cooling demand by months	Разпределение на топлинните нужди по месеци		Distribuce poptávky po teplu po měsících	Verteilung des Kältebedarfs nach Monaten	Distribución de la demanda de frío por meses	Distribution mensuelle de la demande de froid	Distribuzione mensile della domanda di freddo	Rozkład zapotrzebowania na ciepło wg miesięcy	Distribucija potrebne toplote po mesecih.	Distribúcia potreby chladenia po mesiacoch

	Here the process cooling demand is presented distributed by months for the present state.					Here the process cooling demand is presented distributed by months for the present state.	Here the process cooling demand is presented distributed by months for the present state.	Тук необходимата работна топлина е представена разпределена по месеци за текущото състояние.		Prezentace poptávky procesů po teplu podle měsíců, současný stav.	Es wird nun der Prozesskältebedarf auf Monate verteilt für den Ist-Zustand dargestellt.	Aquí se expone la demanda de frío para procesos, repartida por meses, en la situación actual.	Ce chapitre présente la demande de froid industrielle par mois, dans la situation actuelle.	Si illustra la domanda mensile di freddo del processo, nella situazione attuale.	Tutaj przedstawiono rozkład zapotrzebowania na ciepło technologiczne wg miesięcy dla stanu obecnego.	Predstavljena je mesečna distribucija potrebne toplote dejanskega stanja.	Prezentácia potreby procesného chladenia podľa mesiacov, súčasný stav.
				Table					Tabuľka
	Table 2.3.3.2 Monthly process cooling demand					Monthly process cooling demand	Monthly process cooling demand	Таблица 2.3.3 Месечна нужда от топлинна енергия		Měsíční poptávky procesů po teplu	Monatlicher Prozesskältebedarf	Demanda mensual de frío para procesos	Demande mensuelle de froid industrielle	Domanda mensile di freddo del processo	Miesięczne zapotrzebowanie na ciepło technologiczne	Mesečna potreba po procesni toploti.	Mesačná potreba procesného chladenia
				0
	Process			Monthly process cooling demand					Process					Proces
				[MWh]					Monthly process cooling demand	Monthly process cooling demand	Месечна нужда от топлинна енергия		Měsíční poptávka procesu po teplu	Monatlicher Prozesskältebedarf	Demanda mensual de frío para procesos	Demande mensuelle de froid du processus	Domanda mensile di freddo del processo	Miesięczne zapotrzebowanie na ciepło technologiczne	Mesečna potreba po procesni toploti.	Mesačná potreba procesného chladenia
	Month:			1	2	3	4	5	6	7	8	9	10	11	12			0
	a			c	d	e	f	g	h	i	j	k	l	m	n			0
	a			c	d	e	f	g	h	i	j	k	l	m	n			0
	a			c	d	e	f	g	h	i	j	k	l	m	n			0
	a			c	d	e	f	g	h	i	j	k	l	m	n			0
	a			c	d	e	f	g	h	i	j	k	l	m	n			0
	a			c	d	e	f	g	h	i	j	k	l	m	n			0
	a			c	d	e	f	g	h	i	j	k	l	m	n			0
	a			c	d	e	f	g	h	i	j	k	l	m	n			0
	a			c	d	e	f	g	h	i	j	k	l	m	n			0
	a			c	d	e	f	g	h	i	j	k	l	m	n
	a			c	d	e	f	g	h	i	j	k	l	m	n
	a			c	d	e	f	g	h	i	j	k	l	m	n
	a			c	d	e	f	g	h	i	j	k	l	m	n
	a			c	d	e	f	g	h	i	j	k	l	m	n
	a			c	d	e	f	g	h	i	j	k	l	m	n
	a			c	d	e	f	g	h	i	j	k	l	m	n
	a			c	d	e	f	g	h	i	j	k	l	m	n
	a			c	d	e	f	g	h	i	j	k	l	m	n
	a			c	d	e	f	g	h	i	j	k	l	m	n
	a			c	d	e	f	g	h	i	j	k	l	m	n			0
	Total					Total
	[MWh/month]					0
				0
				0
				0
				0
				0
				0
				0
				0
				MWh/month
				January
				February
				March
				April
				May
				June
				July
				August
				September
				October
				November
				December
				Figure
	Figure 2.3.3.2 Distribution of the cooling demand by months. Present state.					Distribution of the cooling demand by months.
				Present state.

Process heat demand	Total	January	February	March	April	May	June	July	August	September	October	November	December
a	b	c	d	e	f	g	h	i	j	k	l	m	n
a	b	c	d	e	f	g	h	i	j	k	l	m	n
a	b	c	d	e	f	g	h	i	j	k	l	m	n
a	b	c	d	e	f	g	h	i	j	k	l	m	n
a	b	c	d	e	f	g	h	i	j	k	l	m	n
a	b	c	d	e	f	g	h	i	j	k	l	m	n
a	b	c	d	e	f	g	h	i	j	k	l	m	n
a	b	c	d	e	f	g	h	i	j	k	l	m	n
a	b	c	d	e	f	g	h	i	j	k	l	m	n
a	b	c	d	e	f	g	h	i	j	k	l	m	n
a	b	c	d	e	f	g	h	i	j	k	l	m	n
a	b	c	d	e	f	g	h	i	j	k	l	m	n
a	b	c	d	e	f	g	h	i	j	k	l	m	n
a	b	c	d	e	f	g	h	i	j	k	l	m	n
a	b	c	d	e	f	g	h	i	j	k	l	m	n
a	b	c	d	e	f	g	h	i	j	k	l	m	n
a	b	c	d	e	f	g	h	i	j	k	l	m	n
a	b	c	d	e	f	g	h	i	j	k	l	m	n
a	b	c	d	e	f	g	h	i	j	k	l	m	n
a	b	c	d	e	f	g	h	i	j	k	l	m	n
Total

## 241
	company, city, country					EN	EN	CAT	CZ	DE	ES	FR	IT	PL	SI
	2.4.1	Benchmarks (1): global energy intensity					Benchmarks (1): global energy intensity	Benchmarks (1): global energy intensity		Srovnávací data (1): globální energetické intenzity	Benchmarks (1): globale Energieintensität	Benchmarks (1): intensidad energética global		Valori di riferimento (1): incidenza totale dell'energia	Benchmarki (1): globalna energochłonność	Primerjalna analiza (1): globalna energijska intenzivnost.

	In the following, the present state energy consumption is compared with reference ratios (benchmarks) for global energy intensity (energy consumption per unit value of turnover [kWh/€])					In the following, the present state energy consumption is compared with reference ratios (benchmarks) for global energy intensity (energy consumption per unit value of turnover [kWh/€])	In the following, the present state energy consumption is compared with reference ratios (benchmarks) for global energy intensity (energy consumption per unit value of turnover [kWh/€])		Následuje porovnání současné spotřeba energií s referenčními poměry (srovnávacími údaji) globální energetické intenzity (spotřeba energie na jednotku obratu [kWh/EUR])	In der Folge wird der derzeitige Energieverbrauch mit Referenzwerten (Benchmarks) für gesamte Energieintensität (Energieverbrauch pro Euro Umsatz [kWh/€]) verglichen.	A continuación se compara el consumo de energía global en la situación actual con los índices de referencia (benchmarks) de la intensidad energética global (consumo de energía por unidad de facturación [kWh/€])		Segue un raffronto tra il consumo attuale di energia e i valori di riferimento per l'incidenza totale dell'energia (consumo di energia per unità di fatturato [kW ora/€]).	W tej części zużycie energii w stanie obecnym porównuje się ze wskaźnikami odniesienia (benchmarkami) globalnej energochłonności (zużycia energii na wartość jednostki obrotu [kWh/€])	Dejansko stanje rabe energije v primerjavi z referenčnimi vrednostmi globale energijske intenzivnosti (raba energije glede po letnem prometu [kWh/€])
				0
	Table 2.4.1 Available reference ratios for energy intensity					Table 2.4.1 Available reference ratios for energy intensity	Table 2.4.1 Available reference ratios for energy intensity		Tabulka 2.4.1 Dostupné referenční poměry energetické intenzity	Tabelle 2.4.1 Verfügbare Referenzwerte für Energieintensität	Tabla 2.4.1 Índices de referencia para la intensidad energética		Tabella 2.4.1 Valori di riferimento disponibili per l'incidenza dell'energia	Tabela 2.4.1 Dostępne wskaźniki odniesienia dot. energochłonności	Preglednica 2.4.1 Razpoložljiva referenčna razmerja za energijsko intenzivnost.
				0
	Source			Reference				Validity		Primary energy		Fuels		Electricity				Source	Source		Zdroj	Quelle	Fuente		Fonte	Źródło	Vir
				[kWh/€]		[kWh/€]		[kWh/€]				Reference	Reference		Reference	Referenz	Referencia		Riferimento	Odniesienie	Referenca
	Present state					Validity	Validity		Platnost	Validität	Validez		Validità	Ważność	Veljavnost
				Primary energy	Primary energy		Primární energie	Primärenergie	Energía primaria		Energia primaria	Energia pierwotna	Primarna energija
				Fuels	Fuels		Paliva	Brennstoffe	Combustibles		Combustibili	Paliwa	Goriva
				Electricity	Electricity		Elektřina	Strom	Electricidad		Elettricità	Energia elektryczna	Električna energija
				Present state	Present state		Současný stav	Ist-Zustand	Situación actual		Situazione attuale	Stan obecny	Dejansko stanje
				0
				0
				0
				0
				0
				0
				0
				0
				0
				0
		energy intensity (fuels) [kWh/€] / energy intensity (electricity) [kWh/€]					0
				0
				0
				0
				0
				0
				0
				0
				0
				energy intensity (electricity) [kWh/€]	energy intensity (electricity) [kWh/€]		energetická intenzita (elektřina) [kWh/€]	Energieintensität (Strom) [kWh/€]	intensidad energética (electricidad) [kWh/€]		Incidenza dell'energia (elettricità) [kW ora/EUR]	energochłonność (energia elektryczna) [kWh/€]	energijska intenzivnost (električne energije) [kWh/€]
				0
				0
				0
				0
				0
				0
				0
				0
				0
				energy intensity (fuels) [kWh/€]	energy intensity (fuels) [kWh/€]		energetická intenzita (paliva) [kWh/€]	Energieintensität (Brennstoffe) [kWh/€]	intensidad energética (combustibles) [kWh/€]		Incidenza dell'energia (combustibili) [kW ora/EUR]	energochłonność (paliwa) [kWh/€]	energijska intenzivnost (goriv) [kWh/€]
				0
				0
				0
	Figure 2.4.1 Comparison of present state energy intensity (fuels and electricity) with available benchmark ratios					Figure 2.4.1 Comparison of present state energy intensity (fuels and electricity) with available benchmark ratios	Figure 2.4.1 Comparison of present state energy intensity (fuels and electricity) with available benchmark ratios		Obrázek 2.4.1 Srovnání současné energeticié intenzity (paliva a elektřina) s dostupnými srovnávacími poměry	Abbildung 2.4.1 Vergleich der derzeitigen Energieintensität (Brennstoffe und Strom) mit verfügbaren Benchmark-Werten	Figura 2.4.1 Comparación de la intensidad energética en la situación actual (combustibles y electricidad) con los benchmarks disponibles		Figura 2.4.1 Raffronto tra l'incidenza dell'energia attuale (combustibili ed elettricità) e i valori di riferimento disponibili	Wykres 2.4.1 Porównanie energochłonności stanu obecnego (paliwa i energia elektryczna) z dostępnymi wskaźnikami benchmark	Slika 2.4.1 Primerjava energijske intenzivnosti dejanskega stanja (goriv in električne energije) z razpoložljivimi podatki.

	TAR-F	TAR-E	BM-F					BM-E
PS					#VALUE!
BM1	1	0,1	0	1	2	3	2	#VALUE!	1	1	1	1
BM2	2	0,2	0	2	4	6	4	#VALUE!	2	2	2	2
BM3	4	0,4	0	4	8	12	8	#VALUE!	4	4	4	4
BM4	8	0,8	0	8	16	24	16	#VALUE!	8	8	8	8
BM5	16	1,6	0	16	32	48	32	#VALUE!	16	16	16	16
BM6	32	3,2	0	32	64	96	64	#VALUE!	32	32	32	32
BM7	64	6,4	0	64	128	192	128	#VALUE!	64	64	64	64
BM8	128	12,8	0	128	256	384	256	#VALUE!	128	128	128	128
BM9	256	25,6	0	256	512	768	512	#VALUE!	256	256	256	256
BM10	512	51,2	0	512	1024	1536	1024	#VALUE!	512	512	512	512

## 242_Prod01
	company, city, country					EN	EN	CAT	CZ	DE	ES	FR	IT	PL	SI
	2.4.2.1	Benchmarks (2): specific energy consumption (SEC) by product					Benchmarks (2): specific energy consumption (SEC) by product	Benchmarks (2): specific energy consumption (SEC) by product		Srovnávací údaje (2): specifická spotřeba energie (SEC) podle produktů	Benchmarks (2): spezifischer Energieverbrauch (SEC) nach Produkt	Benchmarks (2): consumo de energía específico (SEC) por producto		Valori di riferimento (2): consumo di energia specifica (SEC) per prodotto	Benchmarki (2): jednostkowe zużycie energii (SEC) przypadające na produkt	Primerjalna analiza (2): specifična raba energije (SEC) po proizvodu.

	In the following the specific energy consumption for each product is compared with reference ratios (benchmarks). Part of the energy consumption for general services is added to the energy consumption of the product specific processes, in the proportion of the product on total turnover.					In the following the specific energy consumption for each product is compared with reference ratios (benchmarks). Part of the energy consumption for general services is added to the energy consumption of the product specific processes, in the proportion of the product on total turnover.	In the following the specific energy consumption for each product is compared with reference ratios (benchmarks). Part of the energy consumption for general services is added to the energy consumption of the product specific processes, in the proportion of the product on total turnover.		Následuje srovnání specifické spotřeby energie u jednotlivých produktů a referenčními poměry (srovnávací data). Spotřeba energie u jednotlivých produktů je navýšena o část celkové spotřeby energie, v poměru odpovídajícím podílu daného produktu na celkovém obratu.	In der Folge wird der spezifische Energieverbrauch jedes Produkts mit den Referenzwerten (Benchmarks) verglichen. Ein Teil des Energieverbrauchs für Allgemeines wird dem Energieverbrauch für produktspezifische Prozesse zugerechnet, entsprechend dem Anteil des Produkts am Gesamtumsatz.	A continuación se compara el consumo de energía específico de cada producto con los índices de referencia (benchmarks). Al consumo de energía de los procesos específicos de cada producto se suma una parte proporcional del consumo de energía correspondiente a servicios generales según el peso de dicho producto en la facturación total.		Segue un raffronto tra il consumo di energia specifica per ciascun prodotto e i valori di riferimento. Al consumo energetico dei processi specifici di prodotto si è aggiunto parte del consumo di energia per servizi generici, secondo la percentuale del prodotto sul fatturato totale.	W tej części jednostkowe zużycie energii przypadające na każdy produkt porównuje się ze wskaźnikami odniesienia (benchmarkami). Część zużycia energii na usługi ogólne dodaje się do zużycia energii przypadającego na procesy jednostkowe w stosunku produktu do obrotu łącznego.	V nadaljevanju smo specifično rabo energije za vsak produkt primerjali z referenčnimi vrednostmi. K porabi energije smo dodali delež porabe energije za skupne potrebe, ki smo ga izračunali glede na odstotek prometa tega produkta na skupni promet.
				0
	Reference ratios for product:				Milk					Product unit (pu):			[t]					Reference ratios for product:	Reference ratios for product:		Referenční poměry pro produkt: mléko	Referenzwerte für das Produkt:	Índices de referencia para productos:		Valori di riferimento per prodotto:	Wskaźniki odniesienia dla produktu:	Referenčna razmerja za produkt:
				Product unit (pu):	Product unit (pu):		Jednotka produktu (pu):	Produkteinheit (pu):	Unidad de producto (pu):		Unità di prodotto (pu):	Jednostka produktu (pu):	Enota produkta (pu)
	Yearly production				[t]		10.000					Yearly production	Yearly production		Roční výroba	Jahresproduktion	Producción anual		Produzione annua	Roczna produkcja	Letni obseg proizvodnje.
	Yearly turnover for this product				M€		1,50					Yearly turnover for this product	Yearly turnover for this product		Roční obrat tohoto produktu	Jahresumsatz mit diesem Produkt	Facturación anual del producto		Fatturato annuo per questo prodotto	Roczny obrót z produktu	Letni promet tega produkta.
	Percentage on total turnover					27,3%					Percentage on total turnover	Percentage on total turnover		Procento z celkového obratu	Prozentsatz am Gesamtumsatz	Porcentaje respecto de la facturación total		Percentuale sul fatturato totale	Procent z obrotu łącznego	Delež celotnega prometa.
				Table	Table			Tabelle	Tabla		Tabella	Tabela	Preglednica
	Table 2.4.2.1. Available reference ratios for specific energy consumption (SEC) per quantity of product. Present state.					Available reference ratios for specific energy consumption (SEC) per quantity of product. Present state.	Available reference ratios for specific energy consumption (SEC) per quantity of product. Present state.		Tabulka 2.4.2 Dostupné refereční poměry měřné spotřeby energie (SEC) na jednotku produktu. Současný stav.	Verfügbare Referenzwerte für den spezifischen Energieverbrauch (SEC) pro Produktmenge. Ist-Zustand.	Índices de referencia para el consumo de energía específico (SEC) por cantidad de producto. Situación actual.		Valori di riferimento disponibili per il consumo di energia specifica (SEC) per quantità di prodotto. Situazione attuale.	Dostępne wskaźniki odniesienia dot. jednostkowego zużycia energii (SEC) przypadające na ilość produktu. Stan obecny.	Razpoložljive referenčne vrednosti za specifično rabo energije (SEC) na enoto produkta. Dejansko stanje.
				0
	Source			Reference				Validity		Primary energy		Fuels		Electricity				Source	Source		Zdroj	Quelle	Fuente		Fonte	Źródło	Vir
				[kWh/pu]		[kWh/pu]		[kWh/pu]				Reference	Reference		Reference	Referenz	Referencia		Riferimento	Odniesienie	Referenca
	Present state					Validity	Validity		Platnost	Validität	Validez		Validità	Ważność	Veljavnost
				Primary energy	Primary energy		Primární energie	Primärenergie	Energía primaria		Energia primaria	Energia pierwotna	Primarna energija
				Fuels	Fuels		Paliva	Brennstoffe	Combustibles		Combustibili	Paliwa	Goriva
				Electricity	Electricity		Elektřina	Strom	Electricidad		Elettricità	Energia elektryczna	Električna energija
				Present state	Present state		Současný stav	Ist-Zustand	Situación actual		Situazione attuale	Stan obecny	Dejansko stanje
				[kWh/pu]	[kWh/pu]		[kWh/pu]	[kWh/pu]	[kWh/pu]		[KW ora/pu]	[kWh/pu]	[kWh/pu]
				0
				0
				0
				0
				0
				0
				0
		SEC per product (fuels) [kWh/pu] / SEC per product (electricity) [kWh/pu]					0
				0
				0
				0
				0
				0
				0
				0
				0
				0
				0
				0
				0
				SEC per product (electricity) [kWh/pu]	SEC per product (electricity) [kWh/pu]		SEC na produkt (elektřina) [kWh/pu]	SEC pro Produkt (Strom) [kWh/pu]	SEC por producto (electricidad) [kWh/pu]		SEC per prodotto (elettricità) [KW ora/pu]	SEC przypadające na produkt (energia elektryczna) [kWh/pu]	SEC na produkt (električne energije) [kWh/pu]
				0
				0
				0
				0
				0
				0
				0
				SEC per product (fuels) [kWh/pu]	SEC per product (fuels) [kWh/pu]		SEC na produkt (paliva) [kWh/pu]	SEC pro Produkt (Brennstoffe) [kWh/pu]	SEC por producto (combustibles) [kWh/pu]		SEC per prodotto (combustibili) [KW ora/pu]	SEC przypadające na produkt (paliwa) [kWh/pu]	SEC na produkt (goriv) [kWh/pu]
				0
				Figure	Figure			Abbildung	Figura		Figura	Wykres	Slika
	Figure 2.4.2.1. Comparison of present state SEC per product (fuels and electricity) with available benchmark ratios					Comparison of present state SEC per product (fuels and electricity) with available benchmark ratios	Comparison of present state SEC per product (fuels and electricity) with available benchmark ratios		Obrýzek 2.4.2 Srovnání SEC na produkt (paliva a elektřina) v současném stavu s dostupnými referenčními poměry.	Vergleich des derzeitigen SEC pro Produkt (Brennstoffe und Strom) mit verfügbaren Benchmark-Werten	Comparación del SEC por producto en la situación actual (combustibles y electricidad) con los benchmarks disponibles		Raffronto tra il SEC attuale per prodotto (combustibili e elettricità) e i valori di riferimento disponibili	Porównanie SEC dla obecnego stanu przypadające na produkt (paliwa i energia elektryczna) z dostępnymi wskaźnikami benchmark	Primerjava dejanskega stanja (SEC) na enoto produkta za električno energijo in gorivo z razpoložljivimi podatki.
				0

Milk
[t]
10000
1,5
0,27

## 242_Prod02
	company, city, country
	2.4.2.2	Benchmarks (2): specific energy consumption (SEC) by product

	In the following the specific energy consumption for each product is compared with reference ratios (benchmarks). Part of the energy consumption for general services is added to the energy consumption of the product specific processes, in the proportion of the product on total turnover.

	Reference ratios for product:				Milk					Product unit (pu):			[t]

	Yearly production				[t]		10.000
	Yearly turnover for this product				M€		1,50
	Percentage on total turnover					27,3%

	Table 2.4.2.2. Available reference ratios for specific energy consumption (SEC) per quantity of product. Present state.

	Source			Reference				Validity		Primary energy		Fuels		Electricity
						[kWh/pu]		[kWh/pu]		[kWh/pu]
	Present state

		SEC per product (fuels) [kWh/pu] / SEC per product (electricity) [kWh/pu]

	Figure 2.4.2.2. Comparison of present state SEC per product (fuels and electricity) with available benchmark ratios

Milk
[t]
10000
1,5
0,27

## 242_Prod03
	company, city, country
	2.4.2.3	Benchmarks (2): specific energy consumption (SEC) by product

	In the following the specific energy consumption for each product is compared with reference ratios (benchmarks). Part of the energy consumption for general services is added to the energy consumption of the product specific processes, in the proportion of the product on total turnover.

	Reference ratios for product:				Milk					Product unit (pu):			[t]

	Yearly production				[t]		10.000
	Yearly turnover for this product				M€		1,50
	Percentage on total turnover					27,3%

	Table 2.4.2.3. Available reference ratios for specific energy consumption (SEC) per quantity of product. Present state.

	Source			Reference				Validity		Primary energy		Fuels		Electricity
						[kWh/pu]		[kWh/pu]		[kWh/pu]
	Present state

		SEC per product (fuels) [kWh/pu] / SEC per product (electricity) [kWh/pu]

	Figure 2.4.2.3. Comparison of present state SEC per product (fuels and electricity) with available benchmark ratios

Milk
[t]
10000
1,5
0,27

## 243_UnitOp01
company, city, country					EN	EN	CAT	CZ	DE	ES	FR	IT	PL	SI
2.4.3.1	Benchmarks (3): specific energy consumption (SEC) by unit operation					Benchmarks (3): specific energy consumption (SEC) by unit operation	Benchmarks (3): specific energy consumption (SEC) by unit operation		Referenční údaje (3): měřná spotřeba energie (SEC) na jednotku provozu	Benchmarks (3): spezifischer Energieverbrauch (SEC) nach Grundoperation	Benchmarks (3): consumo de energía específico (SEC) por operación unitaria		Valori di riferimento (3): consumo di energia specifica (SEC) per singola operazione	Benchmarki (3): jednostkowe zużycie energii (SEC) przypadające na operację jednostkową	Primerjalna analiza (3): specifična raba energije (SEC) po procesni enoti.

Here the energy consumption for each product for the present state is compared with reference ratios (benchmarks) for specific energy consumption per quantity of product [kWh/pu] (SEC)					Here the energy consumption for each product for the present state is compared with reference ratios (benchmarks) for specific energy consumption per quantity of product [kWh/pu] (SEC)	Here the energy consumption for each product for the present state is compared with reference ratios (benchmarks) for specific energy consumption per quantity of product [kWh/pu] (SEC)		Následuje srovnání spotřeby energie na jednotlivý produkt, současný stav, s referenčními poměry (srovnávací údaje) měrné spotřeby energie na jednotkové množství produktu [kWh/pu] (SEC)	Der derzeitige Energieverbrauch für jedes Produkt wird nun mit den Referenzwerten (Benchmarks) für den spezifischen Energieverbrauch pro Produktmenge [kWh/pu] (SEC) verglichen.	Aquí se compara el consumo de energía para cada producto en la situación actual con los índices de referencia (benchmarks) para el consumo de energía específico por cantidad de producto [kWh/pu] (SEC)		Di seguito si raffronta il consumo di energia per ciascun prodotto nella situazione attuale con i valori di riferimento per il consumo di energia specifica per quantità di prodotto [KW ora/pu] (SEC)	Tutaj jednostkowe zużycie energii przypadające na każdy produkt dla stanu obecnego porównuje się ze wskaźnikami odniesienia (benchmarkami) jednostkowego zużycia energii przypadające na ilość produktu [kWh/pu] (SEC)	V analizi dejanskega stanja smo primerjali porabo energije vsakega produkta z referenčno specifično porabo [kWh/pu] (SEC)
Unit operation:				Pasteurising					Reference medium:			water					Unit operation:	Unit operation:		Jednotka operace:	Grundoperation:	Operación unitaria:		Singola operazione:	Operacja jednostkowa:	Procesna operacija:
				Product unit (pu):			[t]					Reference medium:	Reference medium:		Referenční médium:	Referenzmedium:	Medio de referencia:		Fluido di riferimento:	Medium odniesienia:	Referenčni medij:
Yearly volume processed				[t]		10.000					Product unit (pu):	Product unit (pu):		Jednotka produktu (pu):	Produkteinheit (pu):	Unidad de producto (pu):		Unità di prodotto (pu):	Operacja jednostkowa (pu):	Enota produkta (pu):
				Yearly volume processed	Yearly volume processed		Roční objem zpracování	Jährlich verarbeitete Menge	Volumen procesado anualmente		Quantità annua lavorata	Roczna wielkość obrobiona	Letna proizvedena količina:
Table 2.4.3.1. Available reference ratios for specific energy consumption (SEC) per unit operation					Available reference ratios for specific energy consumption (SEC) per unit operation	Available reference ratios for specific energy consumption (SEC) per unit operation		Available reference ratios for specific energy consumption (SEC) per unit operation	Verfügbare Referenzwerte für den spezifischen Energieverbrauch (SEC) nach Grundoperation	Índices de referencia para el consumo de energía específico (SEC) por operación unitaria.		Valori di riferimento disponibili per il consumo di energia specifica (SEC) per singola operazione	Dostępne wskaźniki odniesienia dot. jednostkowego zużycia energii (SEC) przypadające na operację jednostkową	Razpoložljive referenčne vrednosti za specifično rabo energije (SEC) na procesno enoto.
				Table	Table		Table	Tabelle	Tabla		Tabella	Tabela	Preglednica
Source			Reference				Validity		Primary energy		Fuels		Electricity				Table 2.4.2 Available reference ratios for specific energy consumption (SEC) per quantity of product. Present state.	Table 2.4.2 Available reference ratios for specific energy consumption (SEC) per quantity of product. Present state.		Tabulka 2.4.3 Dostupné referenční poměry měrné spotřeby energie (SEC) na jednotku provozu. Současný stav.	Tabelle 2.4.2 Verfügbare Referenzwerte für den spezifischen Energieverbrauch (SEC) pro Produktmenge. Ist-Zustand.	Tabla 2.4.2 Índices de referencia para el consumo de energía específico (SEC) por cantidad de producto. Situación actual.		Tabella 2.4.2 Valori di riferimento disponibili per il consumo di energia specifica (SEC) per quantità di prodotto. Situazione attuale.	Tabela 2.4.2 Dostępne wskaźniki odniesienia dot. jednostkowego zużycia energii (SEC) przypadające na ilość produktu. Stan obecny.	Preglednica 2.4.2 Razpoložljive referenčne vrednosti za specifično rabo energije (SEC) na količino produkta. Dejansko stanje.
				[kWh/pu]		[kWh/pu]		[kWh/pu]				0
Present state					Source	Source		Zdroj	Quelle	Fuente		Fonte	Źródło	Vir
				Reference	Reference		Reference	Referenz	Referencia		Riferimento	Odniesienie	Referenca
				Validity	Validity		Platnost	Validität	Validez		Validità	Ważność	Veljavnost
				Primary energy	Primary energy		Primární energie	Primärenergie	Energía primaria		Energia primaria	Energia pierwotna	Primarna energija
				Fuels	Fuels		Paliva	Brennstoffe	Combustibles		Combustibili	Paliwa	Goriva
				Electricity	Electricity		Elektřina	Strom	Electricidad		Elettricità	Energia elektryczna	Električna energija
				Present state	Present state		Současný stav	Ist-Zustand	Situación actual		Situazione attuale	Stan obecny	Dejansko stanje
				[kWh/pu]	[kWh/pu]		[kWh/pu]	[kWh/pu]	[kWh/pu]		[KW ora/pu]	[kWh/pu]	[kWh/pu]
				0
				0
				0
				0
				0
				0
	SEC per product (fuels) [kWh/pu] / SEC per product (electricity) [kWh/pu]					0
				0
				0
				0
				0
				0
				0
				0
				0
				0
				SEC per unit operation (electricity) [kWh/pu]	SEC per unit operation (electricity) [kWh/pu]		SEC na jednotku provozu (elektřina) [kWh/pu]	SEC nach Grundoperation (Strom) [kWh/pu]	SEC por operación unitaria (electricidad) [kWh/pu]		SEC per singola operazione (elettricità) [KW ora/pu]	SEC przypadające na operację jednostkową (energia elektryczna) [kWh/pu]	SEC na procesno operacijo (električne energije) [kWh/pu]
				0
				0
				0
				0
				0
				0
				0
				SEC per unit operation (fuels) [kWh/pu]	SEC per unit operation (fuels) [kWh/pu]		SEC na jednotku provozu (paliva) [kWh/pu]	SEC nach Grundoperation (Brennstoffe) [kWh/pu]	SEC por operación unitaria (combustibles) [kWh/pu]		SEC per singola operazione (combustibili) [KW ora/pu]	SEC przypadające na operację jednostkową (paliwa) [kWh/pu]	SEC na procesno operacijo (goriv) [kWh/pu]
				0
				0
				0
				Figure	Figure			Abbildung	Figura		Figura	Wykres	Slika
Figure 2.4.3.1. Comparison of present state SEC per unit operation (fuels and electricity) with available benchmark ratios					Comparison of present state SEC per unit operation (fuels and electricity) with available benchmark ratios	Comparison of present state SEC per unit operation (fuels and electricity) with available benchmark ratios		Obrázek 2.4.3 Srovnání SEC současného stavu na jednotku provozu (paliva a elektřina) s dostupnými srovnávacími poměry	Vergleich des derzeitigen SEC nach Grundoperation (Brennstoffe und Strom) mit verfügbaren Benchmark-Werten	Comparación del SEC por operación unitaria en la situación actual (combustibles y electricidad) con los benchmarks disponibles		Raffronto tra il SEC attuale per singola operazione (combustibili ed elettricità) e i valori di riferimento disponibili	Porównanie SEC dla obecnego stanu przypadające na operację jednostkową (paliwa i energia elektryczna) z dostępnymi wskaźnikami benchmark	Primerjava dejanskeporabe električne energije in goriv (SEC) na procesno operacijo z razpoložljivimi podatki.

## 243_UnitOp02
company, city, country
2.4.3.2	Benchmarks (3): specific energy consumption (SEC) by unit operation

Here the energy consumption for each product for the present state is compared with reference ratios (benchmarks) for specific energy consumption per quantity of product [kWh/pu] (SEC)
Unit operation:				Pasteurising					Reference medium:			water
					Product unit (pu):			[t]
Yearly volume processed				[t]		10.000

Table 2.4.3.2. Available reference ratios for specific energy consumption (SEC) per unit operation

Source			Reference				Validity		Primary energy		Fuels		Electricity
					[kWh/pu]		[kWh/pu]		[kWh/pu]
Present state

	SEC per product (fuels) [kWh/pu] / SEC per product (electricity) [kWh/pu]

Figure 2.4.3.2. Comparison of present state SEC per unit operation (fuels and electricity) with available benchmark ratios

## 243_UnitOp03
company, city, country
2.4.3.3	Benchmarks (3): specific energy consumption (SEC) by unit operation

Here the energy consumption for each product for the present state is compared with reference ratios (benchmarks) for specific energy consumption per quantity of product [kWh/pu] (SEC)
Unit operation:				Pasteurising					Reference medium:			water
					Product unit (pu):			[t]
Yearly volume processed				[t]		10.000

Table 2.4.3.3. Available reference ratios for specific energy consumption (SEC) per unit operation

Source			Reference				Validity		Primary energy		Fuels		Electricity
					[kWh/pu]		[kWh/pu]		[kWh/pu]
Present state

	SEC per product (fuels) [kWh/pu] / SEC per product (electricity) [kWh/pu]

Figure 2.4.3.3. Comparison of present state SEC per unit operation (fuels and electricity) with available benchmark ratios

## 243_UnitOp04
company, city, country
2.4.3.4	Benchmarks (3): specific energy consumption (SEC) by unit operation

Here the energy consumption for each product for the present state is compared with reference ratios (benchmarks) for specific energy consumption per quantity of product [kWh/pu] (SEC)
Unit operation:				Pasteurising					Reference medium:			water
					Product unit (pu):			[t]
Yearly volume processed				[t]		10.000

Table 2.4.3.4. Available reference ratios for specific energy consumption (SEC) per unit operation

Source			Reference				Validity		Primary energy		Fuels		Electricity
					[kWh/pu]		[kWh/pu]		[kWh/pu]
Present state

	SEC per product (fuels) [kWh/pu] / SEC per product (electricity) [kWh/pu]

Figure 2.4.3.4. Comparison of present state SEC per unit operation (fuels and electricity) with available benchmark ratios

## 243_UnitOp05
company, city, country
2.4.3.5	Benchmarks (3): specific energy consumption (SEC) by unit operation

Here the energy consumption for each product for the present state is compared with reference ratios (benchmarks) for specific energy consumption per quantity of product [kWh/pu] (SEC)
Unit operation:				Pasteurising					Reference medium:			water
					Product unit (pu):			[t]
Yearly volume processed				[t]		10.000

Table 2.4.3.5. Available reference ratios for specific energy consumption (SEC) per unit operation

Source			Reference				Validity		Primary energy		Fuels		Electricity
					[kWh/pu]		[kWh/pu]		[kWh/pu]
Present state

	SEC per product (fuels) [kWh/pu] / SEC per product (electricity) [kWh/pu]

Figure 2.4.3.5. Comparison of present state SEC per unit operation (fuels and electricity) with available benchmark ratios

## Chap3
company, city, country					EN	EN	BG	CAT	CZ	DE	ES	FR	IT	PL	SI	SK
Chapter 3		Description of Alternatives Proposed					Chapter	Chapter	Глава 3		Kapitola 3	Kapitel	Capítulo	Chapitre	Capitolo	Rozdział	Poglavje	Kapitola
				0
				0
Description of Alternatives Proposed					0
				0
	Overview table					Overview table	Overview table	Общ преглед на таблицата		Přehledová tebulka	Überblickstabelle	Tabla resumen	Tableau d'aperçu	Tabella riepilogativa	Przegląd w formie tabeli	Pregledna tabela	Prehľadová tabuľka
				0
3.1	Alternative 1					0
				0
	3.1.1	Process optimisation					Process optimisation	Process optimisation	Оптимизация на процеса		Optimalizace procesů	Prozessoptimierung	Optimización de los procesos	Optimisation du processus	Ottimizzazione del processo	Optymalizacja procesu	Optimiranje procesa	Optimalizácia procesov
	3.1.2	Pinch analysis and heat recovery					Pinch analysis and heat recovery	Pinch analysis and heat recovery	Пинч анализ и възстановяване на топлината		Rekuperace tepla	Wärmerückgewinnung	Análisis pinch y recuperación del calor	Analyse Pinch et récupération de la chaleur	Recupero del calore	System odzysku ciepła	Rekuperacija odpadne toplote	Pinch analýza a rekuperácia tepla
	3.1.3	Heat and cold supply system					Heat and cold supply system	Heat and cold supply system	Топлоснабдителна и охладителна система		Systém dodávek tepla a chladu	Wärmeversorgungssystem	Sistema de suministro de calor y frío	Système de fourniture de chaleur et de refroidissement	Sistema di fornitura del calore	System zaopatrzenia w ciepło i zimno	Sistem dobave toplote in hladu	Systém dodávok tepla a chladenia
	3.1.4	Hydraulic schemes and block diagrams					Hydraulic schemes and block diagrams	Hydraulic schemes and block diagrams	Хидравлични схеми и блокови диаграми		Hydraulická schémata a bloková schémata	Hydraulische Pläne und Blockdiagramme	Esquemas hidráulicos y cuadros sinópticos	Schémas hydrauliques et diagrammes fonctionnels	Schemi idraulici e diagrammi a blocchi	Schematy hydrauliczne i schematy blokowe	Procesne sheme in blokovni diagrami	Hydraulické schémy a blokové diagramy
				0
3.2	0					0
				0
	3.2.1	Process optimisation					0
	3.2.2	Pinch analysis and heat recovery					0
	3.2.3	Heat and cold supply system					0
	3.2.4	Hydraulic schemes and block diagrams					0
				0
3.3	0					0
				0
	3.3.1	Process optimisation					0
	3.3.2	Pinch analysis and heat recovery					0
	3.3.3	Heat and cold supply system					0
	3.3.4	Hydraulic schemes and block diagrams					0
				0
3.4	0					0
				0
	3.4.1	Process optimisation					0
	3.4.2	Pinch analysis and heat recovery					0
	3.4.3	Heat and cold supply system					0
	3.4.4	Hydraulic schemes and block diagrams					0
				0
3.5	0					0
				0
	3.5.1	Process optimisation					0
	3.5.2	Pinch analysis and heat recovery					0
	3.5.3	Heat and cold supply system					0
	3.5.4	Hydraulic schemes and block diagrams					0
				0
				0

## 30
company, city, country					EN	EN	BG	CAT	CZ	DE	ES	FR	IT	PL	SI	SK
3.0	Overview Table					0
				0
A comparative study of different possible alternative options has been carried out. The different alternatives studied are listed in the following table.					A comparative study of different possible alternative options has been carried out. The different alternatives studied are listed in the following table.	A comparative study of different possible alternative options has been carried out. / The different alternatives studied are listed in the following table.	Извършено е сравнително разглеждане на различните възможни алтернативни опции. / Различните изследвани алтернативи са изброени в таблицата по-долу.		Byla provedena komparativní studie různých možných alternativ. / Studované alternativy uvádí následující tabulka.	Eine Vergleichsstudie der verschiedenen möglichen Alternativen wurde durchgeführt. / Die untersuchten Alternativen sind in der folgenden Tabelle angeführt.	Se ha realizado un estudio comparativo de las diferentes alternativas posibles. Las diferentes alternativas se exponen en la siguiente tabla.	Une étude comparative des différentes options alternatives possibles a été effectuée. / Les différentes alternatives étudiées sont récapitulées dans le tableau suivant.	Si è condotta un'analisi comparativa delle diverse alternative possibili. Nella tabella a seguire sono elencate le diverse alternative studiate.	Przeprowadzono badanie porównawcze różnych możliwych opcji wyboru. W poniższej tabeli przedstawiono różne możliwości wyboru.	Izvedena je bila primerjalna študija različnih alternativ. Seznam alternativ prikazuje naslednja preglednica.	Byla vykonaná komparatívna štúdia rôzných možných alternatív. / Študované alternatívy sú uvedené v nasledujúcej tabuľke.
				0
Table 3.0 Overview of the alternative proposals studied					Table 3.0 Overview of the alternative proposals studied	Table 3.0 Overview of the alternative proposals studied	Таблица 3.0 Преглед на изследваните алтернативни предложения		Tabulka 3.0 Přehled studovaných navrhovaných alternativ.	Tabelle 3.0 Überblick über die untersuchten Alternativvorschläge	Tabla 3.0 Resumen de las propuestas alternativas estudiadas	Tableau 3.0 Récapitulatif des propositions alternatives étudiées	Tabella 3.0 Elenco delle proposte alternative studiate	Tabela 3.0 Przegląd zbadanych propozycji wyboru	Preglednica 3.0 Pregled alternativnih predlogov.	Tabuľka 3.0 Prehľad študovaných navrhovaných alternatív.
				0
Short Name			Description					Short Name	Short Name	Кратко име		Krátký název	Kürzel	Nombre abreviado	Nom abrégé	Nome (abbr.)	Skrótowiec	Krajše ime	Krátký názov
				Description	Description	Описание		Popis	Beschreibung	Descripción	Description	Descrizione	Opis	Opis	Popis
Alternative 1			Description of alternative 1					0
				0
				0
				0
				0
				0
				0
				0
				0
				0
				0

## 311
company, city, country					EN	EN	BG	CAT	CZ	DE	ES	FR	IT	PL	SI	SK
3.1.0	Alternative 1: General description					General description	General description	Оптимизация на процеса	General description	General description	Allgemeine Beschreibung	Descripción general	General description	Descrizione generale	General description	General description	Všeobecný popis
				0
Alternative 1			Description of alternative 1					0
your text – your text – your text -					0
your text – your text – your text -					0
your text – your text – your text -					0
				0
				0
				0
				0
				0
				0
				0
				0
				0
				0
				0
				0
				0
				0
3.1.1	Detailed description: Process or building optimisation					Process or building optimisation	Process or building optimisation	Оптимизация на процеса	Process or building optimisation	Process or building optimisation	Prozess- oder Gebäudeoptimierung	Optimización de proceso	Process or building optimisation	Ottimizzazione di processo	Process or building optimisation	Process or building optimisation	Process or building optimisation
				0
				0
				0
				0
				0
				0
				0
				0
				0
				0
				0
				0
				0
				0
				0
				0
				0
				0
				0
				0
				0
				0
				0

## 312
company, city, country					EN	EN	BG	CAT	CZ	DE	ES	FR	IT	PL	SI	SK
3.1.2	Alternative 1: Heat recovery					Heat recovery	Heat recovery	Пинч анализ и възстановяване на топлината		Heat recovery	Wärmerückgewinnung	Análisis pinch y recuperación del calor	Analyse Pinch et récupération de la chaleur	Analisi Pinch e recupero del calore	Pinch analysis and heat recovery	Pinch analysis and heat recovery	Rekuperácia tepla

In the following the heat exchanger network design of this alternative is presented.					In the following the heat exchanger network design of this alternative is presented.	In the following the heat exchanger network design of this alternative is presented.	В следния материал е показан Пинч анализа. Представен е дизайна на топлообменника на тази алтернатива, а освен това са показани - кривата на оставащитите енергийни нужди и кривите на оставащата налична енергия.		In the following the heat exchanger network design of this alternative is presented.	Es folgt eine Vorstellung des Wärmetauschernetzwerks dieses Alternativvorschlags.	A continuación se presenta el diseño de la red de intercambiadores de calor de esta alternativa.	La conception du système d'échangeurs de chaleur de cette alternative est exposée.	Di seguito sono riportati i dati della rete di scambiatori di calore.	In the following the heat exchanger network design of this alternative is presented.	In the following the heat exchanger network design of this alternative is presented.	Nasleduje návrh dizajnu siete výmenníkov tepla.
				Table	Table	Таблица		Table	Tabelle	Tabla	Tableau	Tabella	Table	Table	Tabuľka
Table 3.1.2. Heat exchangers and amount of recovered energy					Heat exchangers and amount of recovered energy	Heat exchangers and amount of recovered energy	Топлообменници и количество възвърната енергия		Heat exchangers and amount of recovered energy	Wärmetauscher und Menge der rückgewonnenen Energie	Intercambiadores de calor y cantidad de energía recuperada	Echangeurs thermiques et quantité d'énergie récupérée	Scambiatore di calore e quantità di calore recuperata	Heat exchangers and amount of recovered energy	Heat exchangers and amount of recovered energy	Výmenníky tepla a množstvo zhodnoteného energie
				0
Heat Exchanger			Power		Heat Source			Heat Sink			Amount of recovered energy					Heat Exchanger	Heat Exchanger	Топлообменник		Heat Exchanger	Wärmetauscher	Intercambiador de calor	Échangeur de chaleur	Scambiatore calore	Heat Exchanger	Heat Exchanger	Výmenník tepla
			[kW]					[MWh]		[%]				Power	Power	Мощност		Power	Leistung	Potencia	Puissance	Potenza	Power	Power	Energia
				Heat Source	Heat Source	Топлинен източник		Heat Source	Wärmequelle	Fuente de calor	Source de chaleur	Fonte	Heat Source	Heat Source	Zdroj tepla
				Heat Sink	Heat Sink	Топлинен отток		Heat Sink	Wärmesenke	Disipador de calor	Dissipateur de chaleur	Utilizzatore	Heat Sink	Heat Sink	Chladič
				Amount of recovered energy	Amount of recovered energy	Количество възвърната енергия		Amount of recovered energy	Menge an rückgewonnener Energie	Cantidad de energía recuperada	Quantité d'énergie récupérée	Quantità di energia recuperata	Amount of recovered energy	Amount of recovered energy	Množstvo zhodnoteného energie
				0
				0
				0
				0
				0
				0
				0
				0
				0
				0
				0
				0
				0
				0
				0
				0
				0
				0
				0
				0
				0
				0
				0

## 313
company, city, country					EN	EN	BG	CAT	CZ	DE	ES	FR	IT	PL	SI	SK
3.1.3	Alternative 1: heat & cooling supply system					heat & cooling supply system	heat & cooling supply system	Топлоснабдителна и охладителна система		Soustava dodávek tepla a chladu	Wärme- und Kälteversorgungssystem	sistema de suministro de calor y frío	Système de fourniture de chaleur et de refroidissement	sistema di somministro di calore e di freddo	system zaopatrzenia w ciepło i zimno	sistem dobave toplote in hladu	Systém dodávok tepla a chladenia

In the following the composition of the heat and cooling supply system for this alternative is described					In the following the composition of the heat and cooling supply system for this alternative is described	In the following the composition of the heat and cooling supply system for this alternative is described	В следния материал е описан състава на топлоснабдителната и охладителната система за тази алтернатива.		Následují tabulka uvádí strukturu systému dodávek tepla a chladu u této alternativy.	In der Folge wird der Aufbau des Wärme- und Kälteversorgungssystems dieses Vorschlags beschrieben	A continuación se describe la composición del sistema de suministro de calor y frío para esta alternativa	La composition du système de fourniture de chaleur et de refroidissement pour cette alternative est décrite ci-dessous.	Di seguito si descrivono i contributi al somministro di calore e freddo degli impianti previsti nella proposta analizzata.	W tej części opisano dla powyższego wyboru konstrukcję systemu zaopatrzenia w ciepło i zimno	Opisane so komponente sistema za dobavo toplote in hladu za to alternativo.	Nasledujúca tabuľka uvádza štruktúru systému dodávok tepla a chladenia u tejto alternatívy.
				Table	Table	Таблица		Tabulka	Tabelle	Tabla	Tableau	Tabella	Table	Preglednica	Tabulka
Table 3.1.3. Heat and cooling supply equipment and contribution to total heat and cooling supply					Heat and cooling supply equipment and contribution to total heat and cooling supply	Heat and cooling supply equipment and contribution to total heat and cooling supply	Топлоснабдително и охлаждащо оборудване и принос към общата топлинна и охладителна енергия		Vybavení pro dodávky tepla a podíl na celkové dodávce tepla	Wärme- und Kälteversorgungsanlagen und Beitrag zur gesamten Wärme- und Kälteversorgung	Equipos de suministro de calor y frío y contribución al suministro total de calor y frío	Équipement de fourniture de chaleur et de refroidissement et contribution à la fourniture de chaleur et de refroidissement totale	Impianti per il somministro di calore e di freddo e contributo alla fornitura totale di energia	Sprzęt systemu zaopatrzenia w ciepło i wkład w łączne zaopatrzenie w ciepło	Oprema in delež njene dobavljene k celotni dobavni toploti.	Vybavenie pre dodávku tepla a chladenia podiel na celkovej dodávke tepla a chladenia
				0
Equipment			Type			Heat and cooling supplied to pipe/duct			Nominal capacity		Contribution to total heat and cooling supply					Equipment	Equipment	Оборудване		Vybavení	Anlage	Equipo	Équipement	Impianti	Sprzęt	Oprema	Vybavenie
				[kW]		[MWh]		[%]				Type	Type	Вид		Typ	Typ	Tipo	Type	Tipo	Typ	Vrsta	Typ
				1.000		1.000		40,00				Heat and cooling supplied to pipe/duct	Heat and cooling supplied to pipe/duct	Топлинна и охладителна енeргия доставена на тръба/канал		Teplo dodávané do potrubí/vedení	An Rohr/Leitung abgegebene Wärme und Kälte	Calor y frío suministrado a la tubería/conducto	Chaleur et refroidissement fournis dans le tuyau/conduit	Calore e freddo fornito alla linea/distribuzione	Ciepło dostarczane do rury/kanału	Dobava toplote v cevje/vodi	Teplo a chladenie dodávané do potrubia/vedenia
				Nominal capacity	Nominal capacity	Номинален капацитет		Jmenovitá kapacita	Nennleistung	Capacidad nominal	Capacité nominale	Potenza nominale	Wydajność znamionowa	Nominalna kapaciteta	Nominálna kapacita
				Contribution to total heat and cooling supply	Contribution to total heat and cooling supply	Принос към общата топлинна и охладителна енергия		Podíl na celkové dodávce tepla	Beitrag zur gesamten Wärme- und Kälteversorgung	Contribución al suministro total de calor y frío	Contribution à la fourniture de chaleur et de refroidissement totale	Contributo alla fornitura di calore totale	Wkład w łączne zaopatrzenie w ciepło	Prispevek k celotni dobavni toploti	Podiel na celkovej dodávke tepla a chladenia
				0
				0
				0
				0
				0
				0
				0
				0
				0
				0
				0
				0
				0
				0
				0
				0
				0
				0
				0
				0
				0
				0
				0
				0
				0
				0
				0
				0
				0
				0
				0
				0
				0
				Figure	Figure	Фигура			Abbildung	Figura	Figure	Figura
Figure 3.1.3. Contribution of each equipment to the total useful heat and useful cooling supply (USH & USC).					Contribution of each equipment to the total useful heat and useful cooling supply (USH & USC).	Contribution of each equipment to the total useful heat and useful cooling supply (USH & USC).	Принос на всяко оборудване към общата полезна доставна топлина и полезната охладителна енергия.		Obrázek 3.1.3. Podíl jednotlivých zařízení na celkové dodávce využitelného tepla (USH).	Beitrag der einzelnen Anlagen zur Gesamtversorgung mit Nutzwärme und -kälte (USH&USC).	Contribución de cada equipo al suministro total de calor y frío útil (USH & USC).	Contribution de chaque équipement à la fourniture de chaleur et de refroidissement utile (USH et USC)	Contributo di ciascun impianto al somministro totale di calore e freddo utile (USH e USC)	Wykres 3.1.3. Wkład każdego sprzętu w łączne zaopatrzenie w ciepło użytkowe (USH).		Obrázok 3.1.3. Podiel jednotlivých zarídení na celkovej dodávke využitelného tepla a chladenia (USH & USC).

## 314
company, city, country					EN	EN	BG	CAT	CZ	DE	ES	FR	IT	PL	SI	SK
3.1.4	Alternative 1: Hydraulic schemes and block diagrams

				0
				0
				0
				0
				0
				0
				0
				0
				0
				0
				0
				0
				0
				0
				0
				0
				0
				0
				0
				0
				0
				0
				0
				0
				0
				0
				0
				0
				0
				0
				0
				0
				0
				0
				0
				0
				0
				0
				0
				0
				0

## 321
company, city, country
3.2.0	0: General description

0			0
your text – your text – your text -
your text – your text – your text -
your text – your text – your text -

3.2.1	0: Process or building optimisation

## 322
company, city, country					EN
3.2.2	0: Heat recovery					Heat recovery
				0
In the following the heat exchanger network design of this alternative is presented.					In the following the heat exchanger network design of this alternative is presented.
				Table
Table 3.2.2. Heat exchangers and amount of recovered energy					Heat exchangers and amount of recovered energy
				0
Heat Exchanger			Power		Heat Source			Heat Sink			Amount of recovered energy					Heat Exchanger
			[kW]					[MWh]		[%]				Power
				Heat Source
				Heat Sink
				Amount of recovered energy
				0
				0
				0
				0
				0
				0
				0
				0
				0
				0
				0
				0
				0
				0
				0
				0
				0
				0
				0
				0
				0
				0
				0
				0
				0
				0

## 323
company, city, country					EN
3.2.3	0: heat & cooling supply system					heat & cooling supply system
				0
In the following the composition of the heat and cooling supply system for this alternative is described					In the following the composition of the heat and cooling supply system for this alternative is described
				Table
Table 3.2.3. Heat and cooling supply equipment and contribution to total heat and cooling supply					Heat and cooling supply equipment and contribution to total heat and cooling supply
				0
Equipment			Type			Heat and cooling supplied to pipe/duct			Nominal capacity		Contribution to total heat and cooling supply					Equipment
				[kW]		[MWh]		[%]				Type
Equipment 1					1.000		1.000		40,00				Heat and cooling supplied to pipe/duct
				Nominal capacity
				Contribution to total heat and cooling supply
				0
				0
				0
				0
				0
				0
				0
				0
				0
				0
				0
				0
				0
				0
				0
				0
				0
				0
				0
				0
				0
				0
				0
				0
				0
				0
				0
				0
				0
				0
				0
				0
				0
				Figure
Figure 3.2.3. Contribution of each equipment to the total useful heat and useful cooling supply (USH & USC).					Contribution of each equipment to the total useful heat and useful cooling supply (USH & USC).

## 324
company, city, country
3.2.4	0: Hydraulic schemes and block diagrams

## 331
company, city, country
3.3.0	0: General description

0			0
your text – your text – your text -
your text – your text – your text -
your text – your text – your text -

3.3.1	0: Process or building optimisation

## 332
company, city, country					EN
3.3.2	0: Heat recovery					Heat recovery
				0
In the following the heat exchanger network design of this alternative is presented.					In the following the heat exchanger network design of this alternative is presented.
				Table
Table 3.3.2. Heat exchangers and amount of recovered energy					Heat exchangers and amount of recovered energy
				0
Heat Exchanger			Power		Heat Source			Heat Sink			Amount of recovered energy					Heat Exchanger
			[kW]					[MWh]		[%]				Power
				Heat Source
				Heat Sink
				Amount of recovered energy
				0
				0
				0
				0
				0
				0
				0
				0
				0
				0
				0
				0
				0
				0
				0
				0
				0
				0
				0
				0
				0
				0
				0
				0
				0
				0

## 333
company, city, country					EN
3.3.3	0: heat & cooling supply system					heat & cooling supply system
				0
In the following the composition of the heat and cooling supply system for this alternative is described					In the following the composition of the heat and cooling supply system for this alternative is described
				Table
Table 3.3.3. Heat and cooling supply equipment and contribution to total heat and cooling supply					Heat and cooling supply equipment and contribution to total heat and cooling supply
				0
Equipment			Type			Heat and cooling supplied to pipe/duct			Nominal capacity		Contribution to total heat and cooling supply					Equipment
				[kW]		[MWh]		[%]				Type
				1.000		1.000		40,00				Heat and cooling supplied to pipe/duct
				Nominal capacity
				Contribution to total heat and cooling supply
				0
				0
				0
				0
				0
				0
				0
				0
				0
				0
				0
				0
				0
				0
				0
				0
				0
				0
				0
				0
				0
				0
				0
				0
				0
				0
				0
				0
				0
				0
				0
				0
				0
				Figure
Figure 3.3.3. Contribution of each equipment to the total useful heat and useful cooling supply (USH & USC).					Contribution of each equipment to the total useful heat and useful cooling supply (USH & USC).

## 334
company, city, country
3.3.4	0: Hydraulic schemes and block diagrams

## 341
company, city, country
3.4.0	0: General description

0			0
your text – your text – your text -
your text – your text – your text -
your text – your text – your text -

3.4.1	0: Process or building optimisation

## 342
company, city, country					EN
3.4.2	0: Heat recovery					Heat recovery
				0
In the following the heat exchanger network design of this alternative is presented.					In the following the heat exchanger network design of this alternative is presented.
				Table
Table 3.4.2. Heat exchangers and amount of recovered energy					Heat exchangers and amount of recovered energy
				0
Heat Exchanger			Power		Heat Source			Heat Sink			Amount of recovered energy					Heat Exchanger
			[kW]					[MWh]		[%]				Power
				Heat Source
				Heat Sink
				Amount of recovered energy
				0
				0
				0
				0
				0
				0
				0
				0
				0
				0
				0
				0
				0
				0
				0
				0
				0
				0
				0
				0
				0
				0
				0
				0
				0
				0

## 343
company, city, country					EN
3.4.3	0: heat & cooling supply system					heat & cooling supply system
				0
In the following the composition of the heat and cooling supply system for this alternative is described					In the following the composition of the heat and cooling supply system for this alternative is described
				Table
Table 3.4.3. Heat and cooling supply equipment and contribution to total heat and cooling supply					Heat and cooling supply equipment and contribution to total heat and cooling supply
				0
Equipment			Type			Heat and cooling supplied to pipe/duct			Nominal capacity		Contribution to total heat and cooling supply					Equipment
				[kW]		[MWh]		[%]				Type
				1.000		1.000		40,00				Heat and cooling supplied to pipe/duct
				Nominal capacity
				Contribution to total heat and cooling supply
				0
				0
				0
				0
				0
				0
				0
				0
				0
				0
				0
				0
				0
				0
				0
				0
				0
				0
				0
				0
				0
				0
				0
				0
				0
				0
				0
				0
				0
				0
				0
				0
				0
				Figure
Figure 3.4.3. Contribution of each equipment to the total useful heat and useful cooling supply (USH & USC).					Contribution of each equipment to the total useful heat and useful cooling supply (USH & USC).

## 344
company, city, country
3.4.4	0: Hydraulic schemes and block diagrams

## 351
company, city, country
3.5.0	0: General description

0			0
your text – your text – your text -
your text – your text – your text -
your text – your text – your text -

3.5.1	0: Process or building optimisation

## 352
company, city, country					EN
3.5.2	0: Heat recovery					Heat recovery
				0
In the following the heat exchanger network design of this alternative is presented.					In the following the heat exchanger network design of this alternative is presented.
				Table
Table 3.5.2. Heat exchangers and amount of recovered energy					Heat exchangers and amount of recovered energy
				0
Heat Exchanger			Power		Heat Source			Heat Sink			Amount of recovered energy					Heat Exchanger
			[kW]					[MWh]		[%]				Power
				Heat Source
				Heat Sink
				Amount of recovered energy
				0
				0
				0
				0
				0
				0
				0
				0
				0
				0
				0
				0
				0
				0
				0
				0
				0
				0
				0
				0
				0
				0
				0
				0
				0
				0

## 353
company, city, country					EN
3.5.3	0: heat & cooling supply system					heat & cooling supply system
				0
In the following the composition of the heat and cooling supply system for this alternative is described					In the following the composition of the heat and cooling supply system for this alternative is described
				Table
Table 3.5.3. Heat and cooling supply equipment and contribution to total heat and cooling supply					Heat and cooling supply equipment and contribution to total heat and cooling supply
				0
Equipment			Type			Heat and cooling supplied to pipe/duct			Nominal capacity		Contribution to total heat and cooling supply					Equipment
				[kW]		[MWh]		[%]				Type
				1.000		1.000		40,00				Heat and cooling supplied to pipe/duct
				Nominal capacity
				Contribution to total heat and cooling supply
				0
				0
				0
				0
				0
				0
				0
				0
				0
				0
				0
				0
				0
				0
				0
				0
				0
				0
				0
				0
				0
				0
				0
				0
				0
				0
				0
				0
				0
				0
				0
				0
				0
				Figure
Figure 3.5.3. Contribution of each equipment to the total useful heat and useful cooling supply (USH & USC).					Contribution of each equipment to the total useful heat and useful cooling supply (USH & USC).

## 354
company, city, country
3.5.4	0: Hydraulic schemes and block diagrams

## Chap4
company, city, country					EN	EN	BG	CAT	CZ	DE	ES	FR	IT	PL	SI	SK
Chapter 4		Comparative Study of the Proposed Alternatives					Chapter 4	Chapter 4	Глава 4		Kapitola 4	Kapitel 4	Capítulo 4	Chapitre 4	Capitolo 4	Rozdział 4	Poglavje 4	Kapitola 4

Comparative Study of the Proposed Alternatives

4.1	Primary Energy Consumption

4.2	Useful Process Heat (UPH) and Useful Supply Heat (USH)

4.3	Useful Process Cooling (UPC) and Useful Supply Cooling (USC)

4.4	Environmental Impact

4.5	Investment cost

4.6	Total Annual Cost

4.7	Additional Cost per Saved Primary Energy

4.8	Internal Rate of Return (IRR) and Net Present Value (NPV)

	4.8.1	The unviable alternative(s)					0				The unviable alternative(s)
	4.8.2	Rating the proposed alternatives					0				Economic rating of the proposed alternatives

## 41
company, city, country					EN	EN	BG	CAT	CZ	DE	ES	FR	IT	PL	SI	SK
4.1	Primary Energy Consumption					Primary Energy Consumption	Primary Energy Consumption	Консумация на първична енергия		Spotřeba primárních energií	Primärenergieverbrauch	Consumo de energía primaria	Consommation d'énergie primaire	Consumo di energia primaria	Pierwotne zużycie energii	Raba primarne energije	Spotreba primárnej energie

The total primary energy consumption is the most relevant parameter for the energetic and environmental evaluation of a proposal. In the following the different alternatives are compared to the present state with respect to this parameter.					The total primary energy consumption is the most relevant parameter for the energetic and environmental evaluation of a proposal. In the following the different alternatives are compared to the present state with respect to this parameter.	The total primary energy consumption is the most relevant parameter for the energetic and environmental evaluation of a proposal. In the following the different alternatives are compared to the present state with respect to this parameter.	Общата консумация на първична енергия е най-подходящия параметър за енергийната и екологична оценка на едно предложение. В следния материал различните алтернативи за сравнени за текущото състояние по отношение на този параметър.		Celková spotřeba primárních energií je nejrelevantnější parametr hodnocení energetických a ekologických dopadů návrhu. Následuje srovnání různých alternativ se současným stavem právě pokud jde o tento parametr.)	Der Gesamtverbrauch an Primärenergie ist der bedeutendste Parameter für die Energieleistungs- und Umweltbewertung eines Vorschlags. In der Folge werden die verschiedenen Alternativen hinsichtlich dieses Parameters mit dem Ist-Zustand verglichen.	El consumo total de energía primaria es el parámetro más importante a la hora de realizar la evaluación energética y ambiental de una propuesta. A continuación se comparan las diferentes alternativas con la situación actual respecto a este parámetro.	La consommation d'énergie primaire totale correspond au paramètre le plus utile pour l'évaluation énergétique et environnementale d'une proposition. Ci-dessous, les différentes alternatives sont comparées à la situation actuelle par rapport à ce paramètre.	Il consumo totale di energia primaria è il parametro più importante per valutare una proposta dal punto di vista energetico e ambientale. Segue un raffronto tra le diverse alternative e la situazione attuale relativamente a questo parametro.	Łączne pierwotne zużycie energii jest najwłaściwszym parametrem do przeprowadzenia oceny energetyczno-środowiskowej propozycji. W tej części porównuje się różne możliwości wyboru ze stanem obecnym w odniesieniu do tego parametru.	Najpomembnejši parameter za energijsko in okoljsko vrednotenje predlogov je celotna raba primarne energije. Glede na omenjeni parameter je izvedena primerjava med različnimi alternativami in dejanskim stanjem.	Celková spotreba primárnej energie je najrelevantnejší parameter pre energetické a environmentálne hodnotenie návrhu. Následuje porovnanie rôznych alternatív so súčasným stavom v súvislosti s týmto parametrom.)
				0
Table 4.1. Primary energy consumption: present state and alternative proposals.					Table 4.1. Primary energy consumption: present state and alternative proposals.	Table 4.1. Primary energy consumption: present state and alternative proposals.	Таблица 4.1. Консумация на първична енергия: текущо състояние и алтернативни предложения.		Tabulka 4.1. Spotřeba primárních energií, současný stav vs. Alternativní návrhy,	Tabelle 4.1. Primärenergieverbrauch: Ist-Zustand und Alternativvorschläge.	Tabla 4.1. Consumo de energía primaria: situación actual y propuestas alternativas.	Tableau 4.1. Consommation d'énergie primaire : situation actuelle et propositions d'alternatives	Tabella 4.1 Consumo di energia primaria: situazione attuale e proposte alternative.	Tabela 4.1. Pierwotne zużycie energii: stan obecny i propozycje możliwości wyboru.	Preglednica 4.1 Raba primarne energije: dejansko stanje in alternativni predlogi.	Tabuľka 4.1. Spotreba primárnej energie: súčasný stav a alternatívne návrhy.
				0
Alternative					Primary energy consumption			Savings			Savings					Alternative	Alternative	Алтернатива		Alternativa	Alternative	Alternativa	Alternative	Alternativa	Możliwość wyboru	Alternative	Alternatíva
				[MWh]			[MWh]			[%]					Primary energy consumption	Primary energy / consumption	Консумация на първична енергия		Spotřeba primárních energií	Primärenergie- / verbrauch	Consumo de energía primaria	Consommation d'énergie primaire	Consumo di energia primaria	Pierwotne zużycie / energii	Raba primarne energije	Spotreba primárnej energie
present state					Savings	Savings	Спестявания		Úspory	Einsparungen	Ahorro	Économies	Risparmio	Oszczędności	Prihranki	Úspory
				0
				0
				0
				0
				0
				0
				0
				0
				0
				0
				0
				0
	Primary energy consumption (MWh)					0
				0
				0
				0
				0
				0
				0
				0
				0
				0
				0
				0
				0
				0
				0
				0
				0
				0
				0
				0
				0
				0
				0
				0
Figure 4.1. Comparison of alternatives: primary energy consumption					Figure 4.1. Comparison of alternatives: primary energy consumption	Figure 4.1. Comparison of alternatives: primary energy consumption	Фигура 4.1. Сравнителен анализ на алтернативи: консумация на първична енергия		Obrázek 4.1. Srovnání spotřeby primárních energií jednotlivými alternativami.	Abbildung 4.1. Vergleich der Alternativen: Primärenergieverbrauch	Figura 4.1. Comparación de las alternativas: consumo de energía primaria	Figure 4.1 Comparaison des alternatives : consommation d'énergie primaire	Figura 4.1 Raffronto tra le alternative: consumo di energia primaria.	Wykres 4.1. Porównanie możliwości wyboru: pierwotne zużycie energii	Slika 4.1 Primerjava alternativ: raba primarne energije.	Obrázok 4.1. Porovnanie variantov: spotreba primárnej energie

## 42
	company, city, country					EN	EN	BG	CAT	CZ	DE	ES	FR	IT	PL	SI	SK
	4.2	Useful Process Heat (UPH) and Useful Supply Heat (USH)					Useful Process Heat (UPH) and Useful Supply Heat (USH)	Useful Process Heat (UPH) and Useful Supply Heat (USH)	Полезна работна топлина и полезна доставна топлина		Využitelné procesní teplo (UPH) využitelné dodávky tepla (USH)	Prozessnutzwärme (UPH) und Nutzwärme (USH)	Calor útil para procesos (UPH) y suministro de calor útil (USH)	Chaleur utile de processus (UPH) et chaleur utile d'alimentation (USH)	Calore utile di processo (UPH) e calore utile fornito (USH)	Użytkowe Ciepło Technologiczne (UPH) i Użytkowe Ciepło Doprowadzone (USH)	Koristna procesna toplota (UPH) in koristna dobavna toplota (USH)	Využiteľné procesné teplo (UPH) a využiteľná dodávka tepla (USH)
				0
	The comparison of the useful process and supply heat gives an overview on the demand reduction that has been obtained by process optimisation, heat recovery and improvement of the heat distribution system					The comparison of the useful process and supply heat gives an overview on the demand reduction that has been obtained by process optimisation, heat recovery and improvement of the heat distribution system	The comparison of the useful process and supply heat gives an overview on the demand reduction that has been obtained by process optimisation, heat recovery and improvement of the heat distribution system	Сравнението на полезната работна и полезната доставна топлина дава общ поглед върху намаленото потребление, наблюдавано в резултат на оптимизацията на процеса, топлинното възстановяване и подобренията в топлопреносната система.		Ze srovnání využítelného procesního tepla a využitelné dodávky tepla vyplývá přehled snížení spotřeby díky optimalizaci procesu, rekuperaci tepla a zlepšení systému distribuce tepla.	Der Vergleich nach Prozessnutzwärme und Nutzwärme gibt einen Überblick über die Bedarfseinsparungen, die durch Prozessoptimierung, Wärmerückgewinnung und die Verbesserung des Wärmeverteilungssystems erzielt wurden.	La comparación del calor útil para procesos y el suministro de calor útil nos da una idea de la reducción de la demanda que se ha conseguido mediante la optimización de los procesos, la recuperación del calor y la mejora del sistema de distribución del calor	La comparaison du processus utile et de la fourniture de chaleur offre un aperçu de la réduction de la demande obtenue par optimisation du processus, de récupération de la chaleur et l'amélioration du système de distribution de la chaleur	Il raffronto tra il calore utile di processo e quello fornito dà una idea della riduzione della domanda ottenuta ottimizzando il processo, recuperando calore e migliorando il sistema di distribuzione del calore	Porównanie użytkowego ciepła technologicznego i użytkowego ciepła doprowadzanego zapewnia przegląd redukcji zapotrzebowania uzyskanego dzięki optymalizacji procesu, systemowi odzysku ciepła i ulepszeniu systemu cieplnego.	Primerjava med koristno procesno in dobavno toploto daje vpogled na zniževanje potreb, ki smo jih dosegli z optimiranjem procesa, rekuperacijo toplote in izboljšanjem distribucijskega sistema toplote.	Porovnanie využiteľného procesného tepla a dodávok tepla poskytuje prehľad o znižovaní dopytu, ktoré boli získané pomocou optimalizácie procesov, rekuperácie tepla a zlepšenia systému distribúcie tepla.
				0
	Table 4.2 Useful process and supply heat: present state and alternative proposals.					Table 4.2 Useful process and supply heat: present state and alternative proposals.	Table 4.2 Useful process and supply heat: present state and alternative proposals.	Таблица 4.2 Полезна работна и полезна доставна топлина: текущо състояние и алтернативни предложения.		Tabulka 4.2 Využitelné procesní teplo a využitelné dodávky tepla: současný stav a nevrhované alternativy.	Tabelle 4.2 Prozessnutzwärme und Nutzwärme: Ist-Zustand und Alternativvorschläge.	Tabla 4.2 Calor útil para procesos y suministro de calor útil: situación actual y propuestas alternativas.	Tableau 4.2 Demande et alimentation utile en chaleur : situation actuelle et propositions d'alternatives.	Tabella 4.2.1 Calore utile di processo: situazione attuale e proposte alternative.	Tabela 4.2 Użytkowe ciepło technologiczne i użytkowe ciepło doprowadzane: stan obecny i propozycje możliwości wyboru.	Preglednica 4.2 Koristna procesna in dobavna toplota: dejansko stanje in alternativni predlogi.	Tabuľka 4.2 Využiteľné procesné teplo a využiteľná dodávka tepla: súčasný stav a navrhované alternatívy.
				0
	Alternative			Useful process heat (UPH)			Savings UPH			Useful supply heat (USH)			Savings USH					Alternative	Alternative	Алтернатива		Alternativa	Alternative	Alternativa	Alternative	Alternativa	Możliwość wyboru	Alternative	Alternatíva
				[MWh]			[MWh]			[MWh]			[MWh]					Useful process heat (UPH)	Useful process heat / (UPH)	Полезна работна топлина(UPH)		Využitelné procesní teplo (UPH)	Prozessnutzwärme (UPH)	Calor útil para procesos (UPH)	Demande utile en chaleur (UPH)	Calore utile di processo (UPH)	Użytkowe ciepło technologiczne / (UPH)	Koristna procesna toplota (UPH)	Využiteľné procesné teplo (UPH)
				Savings UPH	Savings UPH	Спестявания отUPH		Úspory UPH	Einsparungen UPH	Ahorro de UPH	Économies de UPH	Risparmio UPH	Oszczędności UPH	Prihranki UPH	Úspory UPH
				Useful supply heat (USH)	Useful supply heat / (USH)	Полезна доставна топлина (USH)		Využitelné procesní teplo (USH)	Nutzwärme / (USH)	Suministro de calor útil (USH)	Chaleur utile d'alimentation (USH)	Calore utile fornito (USH)	Użytkowe ciepło doprowadzane / (USH)	Koristna dobavna toplota (USH)	Využiteľná dodávka tepla (USH)
				Savings USH	Savings USH	Спестявания от USH		Úspory USH	Einsparungen USH	Ahorro de USH	Économies de USH	Risparmio USH	Oszczędności USH	Prihranki USH	Úspory USH
				0
				0
				0
				0
				0
				0
				0
				0
				0
				0
				0
		Process heat consumption relative to present state [%]					0
				0
				0
				0
				UPH [% of present state]	UPH [% of present state]	UPH [% от текущото състояние]		UPH [% z aktuálního stavu]	UPH [% von Ist-Zustand]	UPH [% de la situación actual]	UPH [% de la situation actuelle]	UPH [% della situazione attuale]	UPH [% stanu obecnego]	UPH [% dejanskega stanja]	UPH [% z aktuálního stavu]
				USH [% of present state]	USH [% of present state]	USH [% от текущото състояние]		USH [% z aktuálního stavu]	USH [% von Ist-Zustand]	USH [% de la situación actual]	USH [% de la situation actuelle]	USH [% della situazione attuale]	USH [% stanu obecnego]	USH [% dejanskega stanja]	USH [% z aktuálního stavu]
				0
				0
				0
				0
				0
				0
				0
				0
				0
				0
				0
				0
				0
				0
				0
				0
				0
	Figure 4.2 Comparison of alternatives: useful process and supply heat					Figure 4.2 Comparison of alternatives: useful process and supply heat	Figure 4.2 Comparison of alternatives: useful process and supply heat	Фигура 4.2 Сравнителен анализ на алтернативи: полезна работна и доставна топлинна енергия		Obrázek 4.2. Porovnání alternativ: využitelné procesní teplo a využitelné dodávky tepla	Abbildung 4.2 Vergleich der Alternativen: Prozessnutzwärme und Nutzwärme	Figura 4.2. Comparación de las alternativas: calor útil para procesos y suministro de calor útil	Figure 4.2 Comparaison des alternatives : processus et alimentation en chaleur utile	Figura 4.2 Raffronto tra le alternative: calore utile di processo e di fornitura	Wykres 4.2. Porównanie możliwości wyboru: użytkowe ciepło technologiczne i użytkowe ciepło doprowadzane	Slika 4.2 Primerjava alternativ: koristna procesna in dobavna toplota.	Obrázok 4.2. Porovanie alternatív: využiteľné procesné teplo a využiteľné dodávky tepla

UPH [% of present state]	USH [% of present state]
[%]	[%]
100,00	100,00
#DIV/0!	#DIV/0!
#DIV/0!	#DIV/0!
#DIV/0!	#DIV/0!
#DIV/0!	#DIV/0!
#DIV/0!	#DIV/0!
#DIV/0!	#DIV/0!
#DIV/0!	#DIV/0!
#DIV/0!	#DIV/0!
#DIV/0!	#DIV/0!
#DIV/0!	#DIV/0!

## 43
	company, city, country					EN	EN	BG	CAT	CZ	DE	ES	FR	IT	PL	SI	SK
	4.3	Useful Process Cooling (UPC) and Useful Supply Cooling (USC)					Useful Process Cooling (UPC) and Useful Supply Cooling (USC)	Useful Process Cooling (UPC) and Useful Supply Cooling (USC)	Полезна работна охладителна енергия(UPC) и полезна доставна охладителна енергия(USC)		Využitelné procesní teplo (UPH) využitelné dodávky tepla (USH)	Prozessnutzkälte (UPC) und Nutzkälte (USC)	Frío útil para procesos (UPC) y suministro de frío útil (UCH)	Froid utile de processus (UPC) et demande en froid utile d'alimentation (USC)	Energia richiesta per raffreddamento di processo (UPC) e somministro di freddo (USC)	Użytkowe Ciepło Technologiczne (UPH) i Użytkowe Ciepło Doprowadzone (USH)	Koristna procesna toplota (UPH) in koristna dobavna toplota (USH)	Využiteľné procesné chladenie (UPC) a využiteľná dodávka chladenia (USC)
				0
	The comparison of the useful process and supply cooling gives an overview on the demand reduction that has been obtained by process optimisation, heat recovery and improvement of the cooling distribution system					The comparison of the useful process and supply cooling gives an overview on the demand reduction that has been obtained by process optimisation, heat recovery and improvement of the cooling distribution system	The comparison of the useful process and supply cooling gives an overview on the demand reduction that has been obtained by process optimisation, heat recovery and improvement of the cooling distribution system	Сравнението на полезната работна и полезната доставна охладителна енергия дава общ поглед върху намаленото потребление, наблюдавано в резултат на оптимизацията на процеса, топлинното възстановяване и подобренията в топлопреносната система.		Ze srovnání využítelného procesního tepla a využitelné dodávky tepla vyplývá přehled snížení spotřeby díky optimalizaci procesu, rekuperaci tepla a zlepšení systému distribuce tepla.	Der Vergleich nach Prozessnutzkälte und Nutzkälte gibt einen Überblick über die Bedarfseinsparungen, die durch Prozessoptimierung, Wärmerückgewinnung und die Verbesserung des Kälteverteilungssystems erzielt wurden.	La comparación del frío útil para procesos y el suministro de fríor útil nos da una idea de la reducción de la demanda que se ha conseguido mediante la optimización de los procesos, la recuperación del calor y la mejora del sistema de distribución del frío	La comparaison du processus utile et de la fourniture du refroidissement offre un aperçu de la réduction de la demande obtenue par optimisation du processus, de récupération de la chaleur et l'amélioration du système de distribution de refroidissement	Il raffronto tra il freddo utile richiesto e somministrato al processo dà una idea della riduzione della domanda ottenuta ottimizzando il processo, recuperando calore e migliorando il sistema di distribuzione del freddo	Porównanie użytkowego ciepła technologicznego i użytkowego ciepła doprowadzanego zapewnia przegląd redukcji zapotrzebowania uzyskanego dzięki optymalizacji procesu, systemowi odzysku ciepła i ulepszeniu systemu cieplnego.	Primerjava med koristno procesno in dobavno toploto daje vpogled na zniževanje potreb, ki smo jih dosegli z optimiranjem procesa, rekuperacijo toplote in izboljšanjem distribucijskega sistema toplote.	Porovnanie využiteľného procesného chladenia a dodávok chladenia poskytuje prehľad o znižovaní dopytu, ktoré boli získané pomocou optimalizácie procesov, rekuperácie tepla a zlepšenia systému distribúcie chladenia.procesu, rekuperaci tepla a zlepšení systému distribuce tepla.
				0
	Table 4.3 Useful process and supply cooling: present state and alternative proposals.					Table 4.3 Useful process and supply cooling: present state and alternative proposals.	Table 4.3 Useful process and supply cooling: present state and alternative proposals.	Таблица 4.3 Полезната работна и полезната доставна охладителна енергия: текущо състояние и алтернативни предложения.		Tabulka 4.3 Využitelné procesní teplo a využitelné dodávky tepla: současný stav a nevrhované alternativy.	Tabelle 4.3 Prozessnutzkälte und Nutzkälte: Ist-Zustand und Alternativvorschläge.	Tabla 4.3 Frío útil para procesos y suministro de frío útil: situación actual y propuestas alternativas.	Tableau 4.3 Processus utile et alimentation en refroidissement : situation actuelle et propositions d'alternatives.	Tabella 4.3 Raffreddamento di processo: situazione attuale e proposte alternative.	Tabela 4.3 Użytkowe ciepło technologiczne i użytkowe ciepło doprowadzane: stan obecny i propozycje możliwości wyboru.	Preglednica 4.3 Koristna procesna in dobavna toplota: dejansko stanje in alternativni predlogi.	Tabuľka 4.3 Využitelné procesné chladenie a využitelná dodávka chladenia: súčasný stav a navrhované alternatívy.
				0
	Alternative			Useful process cooling (UPC)			Savings UPC			Useful supply cooling (USC)			Savings USC					Alternative	Alternative	Алтернативи		Alternativa	Alternative	Alternativa	Alternative	Alternativa	Możliwość wyboru	Alternative	Alternatíva
				[MWh]			[MWh]			[MWh]			[MWh]					Useful process cooling (UPC)	Useful process cooling / (UPC)	Полезна работна охладителна енергия UPC		Využitelné procesní teplo (UPH)	Prozessnutzkälte (UPC)	Frío útil para procesos (UPC)	Froid utile de processus (UPC)	Raffreddamento utile di processo (UPC)	Użytkowe ciepło technologiczne / (UPH)	Koristna procesna toplota (UPH)	Využitelné procesné chladenie (UPC)
				Savings UPC	Savings UPC	Спестявания от UPC		Úspory UPH	Einsparungen UPC	Ahorro de UPC	Économies de UPC	Risparmio UPC	Oszczędności UPH	Prihranki UPH	Úspory UPC
				Useful supply cooling (USC)	Useful supply cooling / (USC)	Полезна доставна охладителна енергия USC		Využitelné procesní teplo (USH)	Nutzkälte / (USH)	Suministro de frío útil (USC)	Demande en froid utile d'alimentation (USC)	Somministro di freddo (USC)	Użytkowe ciepło doprowadzane / (USH)	Koristna dobavna toplota (USH)	Využitelná dodávka chladenia (USC)
				Savings USC	Savings USC	Спестявания от USC		Úspory USC	Einsparungen USC	Ahorro de USC	Économies de USC	Risparmio USC	Oszczędności USC	Prihranki USC	Úspory USC
				0
				0
				0
				0
				0
				0
				0
				0
				0
				0
				0
		Process cooling consumption relative to present state [%]					0
				0
				0
				0
				UPC [% of present state]	UPC [% of present state]			UPC [% z aktuálního stavu]	UPC [% von Ist-Zustand]	UPC [% de la situación actual]	UPC [% de la situation actuelle]	UPC [% della situazione attuale]	UPC [% stanu obecnego]	UPC [% dejanskega stanja]	UPC [% z aktuálního stavu]
				USC [% of present state]	USC [% of present state]			USC [% z aktuálního stavu]	USC [% von Ist-Zustand]	USC [% de la situación actual]	USC [% de la situation actuelle]	USC [% della situazione attuale]	USC [% stanu obecnego]	USC [% dejanskega stanja]	USC [% z aktuálního stavu]
				0
				0
				0
				0
				0
				0
				0
				0
				0
				0
				0
				0
				0
				0
				0
				0
				0
	Figure 4.3 Comparison of alternatives: useful process and supply cooling					Figure 4.3 Comparison of alternatives: useful process and supply cooling	Figure 4.3 Comparison of alternatives: useful process and supply cooling			Obrázek 4.3 Porovnání alternativ: využitelné procesní teplo a využitelné dodávky tepla	Abbildung 4.3 Vergleich der Alternativen: Prozessnutzkälte und Nutzkälte	Figura 4.3 Comparación de las alternativas: frío útil para procesos y suministro de frío útil	Figure 4.3 Comparaison des alternatives : processus et alimentation en refroidissement utile	Figura 4.3 Raffronto tra le alternative: raffreddamento utile di processo e freddo utile somministrato	Wykres 4.3 Porównanie możliwości wyboru: użytkowe ciepło technologiczne i użytkowe ciepło doprowadzane	Slika 4.3 Primerjava alternativ: koristna procesna in dobavna toplota.	Obrázok 4.2. Porovanie alternatív: využiteľné procesné chladenie a využiteľné dodávky chladenia

UPC [% of present state]	USC [% of present state]
[%]	[%]
100,00	100,00
#DIV/0!	#DIV/0!
#DIV/0!	#DIV/0!
#DIV/0!	#DIV/0!
#DIV/0!	#DIV/0!
#DIV/0!	#DIV/0!
#DIV/0!	#DIV/0!
#DIV/0!	#DIV/0!
#DIV/0!	#DIV/0!
#DIV/0!	#DIV/0!
#DIV/0!	#DIV/0!

## 44
	company, city, country					EN	EN	BG	CAT	CZ	DE	ES	FR	IT	PL	SI	SK
	4.4	Environmental Impact					Environmental Impact	Environmental Impact	Въздействие върху околната среда		Ekologický dopad	Auswirkungen auf die Umwelt	Impacto ambiental	Impact environnemental	Impatto ambientale	Wpływ środowiskowy	Vpliv na okolje	Environmentálny dopad

	The environmental impact for the present state and the different alternatives is presented in terms of CO2 production, highly radioactive nuclear waste and water consumption.					The environmental impact for the present state and the different alternatives is presented in terms of CO2 production, highly radioactive nuclear waste and water consumption.	The environmental impact for the present state and the different alternatives is presented in terms of CO2 production, highly radioactive nuclear waste and water consumption.	Въздействие върху околната среда за текущото състояние и различните предложени алтернативи във връзка с производството на CO2, силно радиоактивните отпадъци и потреблението на вода.		Vyjádření ekologického dopadu současného stavu a různých alternativ formou produkce CO2,, silně radioaktivního odpadu a spotřeby vody.	Die Auswirkungen auf die Umwelt des derzeitigen Systems und der Alternativen werden hinsichtlich CO2-Ausstoß, Anfallen von hochradioaktivem Atommüll und Wasserverbrauch dargestellt.	El impacto ambiental en la situación actual y las diferentes alternativas se presentan en términos de producción de CO2, residuos nucleares muy radioactivos y consumo de agua.	L'impact environnemental actuel et les différentes alternatives sont présentés en termes de production de CO2, de déchets nucléaires hautement radioactifs et de consommation en eau.	L'impatto ambientale nella situazione attuale e delle diverse alternative è illustrato in termini di produzione di CO2, di rifiuti nucleari altamente radioattivi e di consumo idrico.	Wpływ środowiskowy stanu obecnego i różne możliwości wyboru zaprezentowano pod względem produkcji CO2 odpadów wysoce radioaktywnych i zużycia wody.	Vpliv na okolje dejanskega stanja in alternativnih predlogov je ocenjen s proizvedenimi emisijami CO2 in visoko radioaktivnimi odpadki ter porabo vode.	Dopad na životné prostredie v súčasnom stave a pri rôznych alternatívach je uvedený formou produkcie CO2, vysoko rádioaktívneho odpadu a spotreby vody.
				0
	Table 4.4 Environmental impact: present state and alternative proposals.					Table 4.4 Environmental impact: present state and alternative proposals.	Table 4.4 Environmental impact: present state and alternative proposals.	Таблица 4.4 Въздействие върху околната среда: текущо състояние и алтернативни предложения.		Table 4.4 Ekologický dopad: současný stav a navrhované alternativy.	Tabelle 4.4 Auswirkungen auf die Umwelt: Ist-Zustand und Alternativvorschläge.	Tabla 4.4 Impacto ambiental: situación actual y propuestas alternativas.	Tableau 4.4 Impact environnemental : situation actuelle et propositions d'alternatives.	Tabella 4.4 Impatto ambientale: situazione attuale e proposte alternative.	Tabela 4.4 Wpływ środowiskowy: stan obecny i propozycje możliwości wyboru.	Preglednica 4.4 Vpliv na okolje: dejansko stanje in alternativni predlogi.	Tabuľka 4.4 Environmentálny dopad: súčasný stav a navrhované alternativy.
				0
	Alternative					Production of CO2			Highly Radioactive Nuclear Waste			Water consumption					Alternative	Alternative	Алтернатива		Alternativa	Alternative	Alternativa	Alternative	Alternativa	Możliwość wyboru	Alternative	Alternatíva
				[t]			[kg]			[m3]					Production of CO2	Production of CO2	Производство на CO2		Produkce CO2	CO2-Ausstoß	Producción de CO2	Production de CO2	Produzione di CO2	Produkcja CO2	Proizvodnja CO2	Produkcia CO2
				Highly Radioactive Nuclear Waste	Highly Radioactive / Nuclear Waste	Силно радиоактивни отпадъци		Silně radioaktivní odpad	Hochradioaktiver / Atommüll	Residuos nucleares muy radioactivos	Déchets nucléaires hautement radioactifs	Rifiuti nucleari altamente radioattivi	Wysoce radioaktywne / odpady	Visoko radioaktivni odpadki	Vysoko radioaktívny odpad
				Water consumption	Water consumption	Потребление на вода		¨Spotřeba vody	Wasserverbrauch	Consumo de agua	Consommation d'eau	Consumo idrico	Zużycie wody	Poraba vode	Spotreba vody
				0
				0
				0
				0
				0
				0
				0
				0
				0
				0
				0
		Environmental impact relative to the the present state [%]					0
				0
				0
				0
				0
				0
				0
				0
				0
				0
				0
				0
				0
				0
				0
				0
				0
				0
				0
				0
				0
				0
				0
				Figure	Figure	Фигура		Figure	Abbildung	Figura	Figure	Figura	Wykres	Slika	Obrázok
	Figure 4.4 Comparison of alternatives: environmental impact					Comparison of alternatives: environmental impact	Comparison of alternatives: environmental impact	Сравнителен анализ на алтернативи: въздействие върху околната среда		Comparison of alternatives: environmental impact	Vergleich der Alternativen: Auswirkungen auf die Umwelt	Comparación de las alternativas: impacto ambiental	Comparaison des alternatives : impact environnemental	Raffrontro tra le alternative: impatto ambientale	Porównanie możliwości wyboru: wpływ środowiskowy	Primerjava alternativ: vpliv na okolje.	Porovnanie alternatív: environmentálny vplyv

Plotdata		CO2	HRNW	Water
		0	0	0
		0	0	0
		0	0	0
		0	0	0
		0	0	0
		0	0	0
		0	0	0
		0	0	0
		0	0	0
		0	0	0
		0	0	0

## 45
company, city, country					EN	EN	BG	CAT	CZ	DE	ES	FR	IT	PL	SI	SK
4.5	Investment cost					Investment cost	Investment cost	Инвестиционни разходи		Investiční náklady	Investitionskosten	Coste de la inversión	Coût d'investissement	Costo dell'investimento	Koszt inwestycji	Stroški naložbe	Investičné náklady

In the following the estimated total (turn-key) investment cost for the different alternatives is presented, that includes all proposed measures from process optimisation to heat recovery and investment in the heat and cold supply system. If substitution of existing equipment is foreseen, and re-sale of this equipment is possible, the residual value of these equipes is discounted. The cost figures are calculated on the base of standard reference values for given equipment types and may vary substantially depending on a specific equipment model and/or supplier.					In the following the estimated total (turn-key) investment cost for the different alternatives is presented, that includes all proposed measures from process optimisation to heat recovery and investment in the heat and cold supply system. If substitution of existing equipment is foreseen, and re-sale of this equipment is possible, the residual value of these equipes is discounted. The cost figures are calculated on the base of standard reference values for given equipment types and may vary substantially depending on a specific equipment model and/or supplier.	In the following the estimated total (turn-key) investment cost for the different alternatives is presented, that includes all proposed measures from process optimisation to heat recovery and investment in the heat and cold supply system. If substitution of existing equipment is foreseen, and re-sale of this equipment is possible, the residual value of these equipes is discounted. / The cost figures are calculated on the base of standard reference values for given equipment types and may vary substantially depending on a specific equipment model and/or supplier.	В следния материал са представени изчислените крайни инвестиционни разходи за различните алтернативи, включително всички предложени мерки от оптимизация на процесите до топлинни възстановяване и инвестиции в топло и студо - снабдителната система. Ако е предвидено заместване на текущото оборудване и е възможно то да се продаде или замени с доплащане, резултатната стойност на новото оборудване се намалява. / Фигурите представящи разходите са изчислени на базата на стандартни референтни стойности за дадения тип оборудване и може да варират значително в зависимост от специфичното оборудване и/или неговия доставчик.		Následuje odhad celkovýczh investičních nákladů (pořízení na klič) u jednotlivých alternativ, se započtením všech navrhovaných opatření od optimalizace procesu přes rekuperaci tepla až po vylepšení systémů dodávek tepla a chladu. Pokud je navrhována obměna stávajících zařizení a stávající zařízení lze prodat, je od pořizovacích nákladů nových zařízení odečtena zbytková hodnota starých zařízení.. / Náklady jsou počítány na základě standardních referenčních hodnot pro daný typ zařízení a mohou se značně odlišovat v závislosti na konkrétním modelu nebo dodavateli.	In der Folge werden die geschätzten Gesamtinvestitionskosten (schlüsselfertig) für die verschiedenen Alternativen angeführt. Diese umfassen alle vorgeschlagenen Maßnahmen von der Prozessoptimierung, über Wärmerückgewinnung bis hin zur Investition in das Wärme- und Kälteversorgungssystem. Wenn bestehende Anlagen ausgetauscht werden sollen und diese weiterverkauft werden können, wird dieser Restwert der Anlagen vom Preis der neuen abgezogen. / Die Beträge werden anhand von Standardreferenzwerten für bestimmte Anlagentypen errechnet und könnten je nach Modell und/oder Hersteller bedeutend von den Angaben abweichen.	A continuación se presenta el coste total estimado de la inversión (llave en mano) de las diferentes alternativas, incluidas todas las medidas propuestas desde la optimización de los procesos hasta la recuperación del calor y las inversiones en el sistema de suministro de calor y frío. Si se considera necesario sustituir los equipos actuales y éstos se pueden vender, se descontará el valor residual de los mismos.Los costes se calculan a partir de valores de referencia estándar para los diferentes tipos de equipos y pueden variar considerablemente en función del modelo o el proveedor.	Ci-dessous, le coût d'investissement total estimé (clés en main) des différentes alternatives est présenté, comprenant toutes les mesures proposées depuis l'optimisation du processus à la récupération de la chaleur et de l'investissement dans le système de fourniture de chaleur et de refroidissement. Si un remplacement de l'équipement existant est envisagé, la valeur résiduelle de cet équipement est déduite. / Les figures de coûts sont calculées sur la base des valeurs de référence de base pour les types d'équipement donnés et peuvent varier de manière importante selon un modèle et/ou un fournisseur d'équipement spécifique.	Si riporta a seguire il costo totale (chiavi in mano) di investimento comprendente tutte le misure proposte, per le diverse alternative: dall'ottimizzazione del processo, al recupero di calore, agli investimenti nel sistema di somministro di calore e freddo. / Nel caso di sostituzione di impianti esistenti, il costo di investimento è calcolato al netto del valore di vendita del vecchio impianto. / Il costo di investimento riportato in questa sezione è stato calcolato sulla base di valori di riferimento medi validi per impianti tipo, e nella realtà può variare considerevolmente secondo il modello specifico di impianto e/o il fornitore.	W tej części przedstawiono szacunkowy łączny koszt inwestycji (pod klucz) dla różnych możliwości wyboru, obejmuje on wszystkie proponowane środki od optymalizacji procesu po odzysk ciepła i inwestycję w system zaopatrzenia w ciepło i zimno. Jeśli przewiduje się wymianę istniejącego sprzętu, jego odsprzedaż jest możliwa, wówczas potrąca się wartość rezydualną takiego sprzętu. / Koszty oblicza się na podstawie standardowych wartości odniesienia danych typów sprzętu, mogą one znacznie się różnić zależnie od danego modelu urządzenia i/lub dostawcy.	Predstavljeni so ocenjeni stroški naložbe na ključ za različne alternative. Vključeni so vsi predlagani ukrepi kot optimiranje procesov in rekuperacija odpadne toplote ter naložbe v sistem dobave toplote in hladu. Če je predvidena zamenjava, obstoječo opremo lahko prodamo in prodajno ceno upoštevamo kot prihodek.	Následuje odhad celkových investičných nákladov (na klúč) u jednotlivých alternatív, čo zahŕňa všetky navrhované opatrenia od optimalizácie procesu cey rekuperáciu tepla až po vylepšenie systému dodávky tepla a chladenia. Za predpokladu náhrady existujúceho zariadenia s možnosťou predaja tohto zariadenia, je od zaobstarávacích nákladov nových zariadení odpočítaná zbytková hodnota starých zariadení. / Náklady sú počítané na základe štandardných referenčných hodnôt pre daný typ zariadenia a možu sa značne odlišovať v závislosti na konkrétnom modeli zariadenia a / alebo dodávateľa.
				0
Table 4.5 Investment cost: alternative proposals.					Table 4.5 Investment cost: alternative proposals.	Table 4.5 Investment cost: alternative proposals.	Таблица 4.5 Инвестиционни разходи: алтенативни предложения.		Tabulka 4.5 Investiční náklady: navrhované alternativy.	Tabelle 4.5 Investitionskosten: Alternativvorschläge.	Tabla 4.5 Coste de la inversión: propuestas alternativas.	Tableau 4.5 Coût d'investissement : propositions d'alternatives	Tabella 4.5 Costo di investimento: proposte alternative.	Tabela 4.5 Koszt inwestycji: propozycje możliwości wyboru.	Preglednica 4.5 Stroški naložbe: alternativni predlogi.	Tabuľka 4.5 Investičné náklady: navrhované alternatívy.
				0
Alternative					Total investment			Own investment			Subsidies					Alternative	Alternative	Алтернатива		Alternativa	Alternative	Alternativa	Alternative	Alternativa	Możliwość wyboru	Alternative	Alternatíva
				[€]			[€]			[€]					Total investment	Total investment	Общо инвестиции		Celková investice	Gesamtinvestition	Inversión total	Investissement total	Investimento totale	Łączna inwestycja	Celotna naložba	Celková investícia
				Own investment	Own investment	Собствени инвестиции		Vlastní investice	Eigeninvestition	Inversión propia	Investissement propre	Investimento proprio	Własna inwestycja	Lasten kapital	Vlastná investícia
				Subsidies	Subsidies	Субсидии		Dotace	Fördergelder	Subvenciones	Subventions	Sovvenzioni	Dotacje	Subvencije	Dotácia
				0
				0
				0
				0
				0
				0
				0
				0
				0
				0
				0
	Investment Costs [€]					0
				0
				0
				0
				0
				0
				0
				0
				0
				0
				0
				0
				0
				0
				0
				0
				0
				0
				0
				0
				0
				0
				0
				0
Figure 4.5 Comparison of alternatives: Investment cost					Figure 4.5 Comparison of alternatives: Investment cost	Figure 4.5 Comparison of alternatives: Investment cost	Фигура 4.5 Сравнителен анализ на алтернативи: Инвестиционни разходи		Obrázek 4.5 Srovnání alternativ: investiční náklady	Abbildung 4.5 Vergleich der Alternativen: Investitionskosten	Figura 4.5 Comparación de las alternativas: Coste de la inversión	Figure 4.5 Comparaison des alternatives : coût d'investissement	Figura 4.5 Raffronto tra le alternative: costo di investimento	Wykres 4.5 Porównanie możliwości wyboru: Koszt inwestycji	Slika 4.5 Primerjava alternativ: stroški naložbe.	Obrázok 4.5 Porovnanie alternatív: investičné náklady

## 46
company, city, country					EN	EN	BG	CAT	CZ	DE	ES	FR	IT	PL	SI	SK
4.6	Total Annual Cost					Total Annual Cost	Total Annual Cost	Общи годишни разходи		Celkové roční náklady	Jahresgesamtkosten	Coste anual total	Coûts annuels totaux	Costo annuo totale	Łączny koszt roczny	Celotni letni stroški	Celkové ročné náklady

In the following the total annual cost for the present state and the different alternatives is presented. This cost includes the cost for purchase of fuels and electricity, the operation and maintenance cost of the heat and cold supply equipment and the annuity of investment.					In the following the total annual cost for the present state and the different alternatives is presented. This cost includes the cost for purchase of fuels and electricity, the operation and maintenance cost of the heat and cold supply equipment and the annuity of investment.	In the following the total annual cost for the present state and the different alternatives is presented. This cost includes the cost for purchase of fuels and electricity, the operation and maintenance cost of the heat and cold supply equipment and the annuity of investment.	В следния материал са представени общите годишни разходи за текущото състояние и различните алтернативи. Тези разходи включват разходи за закупуване на горива и електричество, оперативни разходи и разходи по поддръжката на топло и студо-снабдителното оборудване, а също така и анюитета на инвестициите.		Následuje prezentace celkových ročních nákladů současného stavu a jednotlivých alternativ. Tyto náklady zahrnují náklady na nákup paliv a elektřiny, provoz a údržbu zařízení pro dodávku tepla a chladu a jistinu investice.	In der Folge werden die Jahresgesamtkosten für den Ist-Zustand und die Alternativen angeführt. Diese setzen sich zusammen aus Kosten für den Kauf von Brennstoffen und Strom, für Betrieb und Wartung (O&M) der Wärme- und Kälteversorgungsanlagen und der Annuität der Investition.	A continuación se presenta el coste anual total en la situación actual y en las diferentes alternativas. Este coste incluye el coste de la compra de combustibles y electricidad, los costes de explotación y mantenimiento de los equipos de suministro de calor y frío, y la amortización anual de la inversión.	Ci-dessous, les coûts annuels totaux actuels et les différentes alternatives sont présentés. Ce coût comprend le coût d'achat des combustibles et de l'électricité, le fonctionnement et le coût d'entretien de l'équipement de fourniture de chaleur et de refroidissement et l'annuité de l'investissement.	A seguire si illustra il costo annuo totale nella situazione attuale e delle diverse alternative. Il costo comprende: il costo d'acquisto di combustibili ed elettricità, il costo di gestione e manutenzione degli impianti che forniscono calore e freddo e la rendita dell'investimento.	W tej części przedstawiono łączny koszt roczny dla stanu obecnego i różnych możliwości wyboru. Ten koszt obejmuje zakup paliwa i energii elektrycznej, kosztów obsługi i konserwacji sprzętu do zaopatrzenia w ciepło i zimno oraz ratę roczną inwestycji.	Predstavljeni so celotni letni stroški dejanskega stanja in predlagane alternative. Stroški vključujejo nabavne stroške goriva in električne energije, stroške obratovanja in vzdrževanja, stroške dobave toplote in hladu ter anuitete naložbe.	Následuje prezentácia celkových ročných nákladov súčasného stavu a jednotlivých alternatív. Tieto náklady zahŕňajú náklady na nákup paliva a elektrickej energie, prevádzku a údržbu zariadení pre dodávku tepla a chladenia a aniutu investície.
Economic parameters used in the analysis:					Economic parameters used in the analysis:	Economic parameters used in the analysis:			Ekonomické parametry použité při analýze.	In der Analyse verwendete Wirtschaftsparameter:	Parámetros económicos utilizados en el análisis:	Paramètres économiques utilisés dans les analyses :	Parametri economici usati nell'analisi:	Parametry ekonomiczne zastosowane w analizie:	Ekonomski parametri uporabljeni v tej analiziso:	Ekonomické parametre použité pri analýze.
	Real interest rate (*)				[%]	5,00		(*) Real interest rate = nominal interest rate – inflation rate					Real interest rate (*)	Real interest rate (*)	Реален лихвен процент (*)		Reálná úroková sazba (*)	Realzinssatz (*)	Tipo de interés real (*)	Taux d'intérêt réel (*)	Tasso di interesse reale (*)	Realna stopa procentowa (*)	Realna obrestna mera (*)	Reálná úroková sazba (*)
	Economic depreciation period				[a]	15,00					(*) Real interest rate = nominal interest rate – inflation rate	(*) Real interest rate = nominal interest rate – inflation rate	(*) Реален лихвен процент = номинален лихвен процент – темп на инфлация		(*) Reálná úroková sazba = nominální úroková sazba – míra inflace	(*) Realzinssatz = Nominalzinssatz – Inflationsrate	(*) Tipo de interés real = tipo de interés nominal – tasa de inflación	(*) Taux d'intérêt réel = taux d'intérêt nominal – taux d'inflation	(*) Tasso di interesse reale = tasso di interesse nominale - tasso di inflazione	(*) Realna stopa procentowa = nominalna stopa procentowa – stopa inflacji	(*) Realna obrestna mera = nominalna obrestna mera - stopnja inflacije	(*) Reálná úroková miera = nominálna úroková miera – miera inflácie
	Annuity (**) of initial investment				[%]	#VALUE!		(**) Annual payments for interest and depreciation					Economic depreciation period	Economic depreciation period	Икономически срок на обезценяване		Ekonomické odpisové období	Wirtschaftliche Abschreibungsdauer	Plazo de amortización	Période de dépréciation économique	Durata del deprezzamento economico	Okres amortyzacji ekonomicznej	Doba amortizacije	Ekonomická doba odpisovania
				Annuity (**) of initial investment	Annuity (**) of initial investment	Анюитет (**) на първоначална инвестиция		Anuita (**) vstupní investice	Annuität (**) des Kapitaleinsatzes	Amortización (**) anual de la inversión inicial	Annuité (**) de l'investissement initial	Rendita (**) dell'investimento iniziale	Rata roczna (**) inwestycji początkowej	Anuiteta (**) začetne naložbe	Anuita (**) vstupná investícia
Table 4.6 Total annual cost (fuels and electricity, O&M and annuity of investment): present state and alternative proposals.					(**) Annual payments for interest and depreciation	(**) Annual payments for interest and depreciation	(**) Годишни плащания за лихви и обезценяване		(**) Roční platby úroků a odpisy	(**) Jahreszahlungen für Zinsen und Abschreibung	(**) Pagos anuales en concepto de intereses y amortización	(**) Paiements annuels d'intérêts et de dépréciation	(**) Pagamento annuo per interessi e deprezzamento	(**) Roczne płatności za odsetki i amortyzację	(**) Letni obroki obresti in amortizacije	(**) Ročné platby úrokov a odpisy
				0
Alternative					Annuity		Energy Cost		O&M		Total					Table 4.6 Total annual cost (fuels and electricity, O&M and annuity of investment): present state and alternative proposals.	Table 4.6 Total annual cost (fuels and electricity, O&M and annuity of investment): present state and alternative proposals.	Таблица 4.6 Общи годишни разходи (горива и електричество, разходи за работа и поддръжка и анюитет на инвестициите): текущо състояние и алтернативни предложения.		Tabulka 4.6 Celkové roční náklady (paliva a elektřina, provoz a údržba a anuita investice): současný stav a alternativní nárvrhy.	Tabelle 4.6 Jahresgesamtkosten (Brennstoffe und Strom, O&M, Annuität des Kapitaleinsatzes): Ist-Zustand und Alternativvorschläge.	Tabla 4.6 Coste anual total (combustibles y electricidad, explotación y mantenimiento, y amortización anual de la inversión): situación actual y propuestas alternativas.	Tableau 4.5 Coûts annuels totaux (combustibles et électricité, exploitation et maintenance et annuité des investissements) : situation actuelle et propositions d'alternatives.	Tabella 4.6 Costo annuo totale (combustibili ed elettricità, gestione e manutenzione e rendita dell'investimento): situazione attuale e proposte alternative.	Tabela 4.6 Łączny koszt roczny (paliwa i energia elektryczna, O&M i rata roczna inwestycji): stan obecny i propozycje możliwości wyboru.	Preglednica 4.6 Celotni letni stroški (goriva, električne energije, obratovanja in vzdrževanja ter anuitet): dejansko stanje in alternativni predlogi.	Tabuľka 4.6 Celkové ročné náklady (palivo a elektrická energia, prevádzka a údržba a anuita investície): súčasný stav a alternativne nárvrhy.
				[€]		[€]		[€]		[€]					Alternative	Alternative	Алтернатива		Alternativa	Alternative	Alternativa	Alternative	Alternativa	Możliwość wyboru	Alternativa	Alternatíva
				0					Annuity	Annuity	Анюитет		Anuita	Annuität	Amortización anual	Annuité	Rendita	Rata roczna	Anuiteta	Anuita
				Energy Cost	Energy Cost	Енергийни разходи		Náklady na energii	Energiekosten	Costes energéticos	Coûts de l'énergie	Costo dell'energia	Koszt energii	Stroški energije	Náklady na energiu
				O&M	O&M	Разходи за работа и поддръжка		Provoz a údržba	Wartung & Instandhaltung	Explotación y mantenimiento	Exploitation et maintenance	Gestione e manutenzione (O&M)	O&M (Obsługa i Konserwacja)	Obratovanje in vzdrževanje	Prevádzka a údržba
				Total	Total	Total		Total	Gesamt	Total	Total	Totale	Total	Total	Celkom
				0
				0
				0
				0
				0
				0
				0
				0
				0
	Total Yearly Costs [€] / Total Yearly Costs [€]					0
				0
				0
				0
				0
				0
				0
				0
				0
				0
				0
				0
				0
				0
				0
				0
				0
				0
				0
				0
				0
				0
Figure 4.6 Comparison of alternatives: Total annual cost (fuels and electricity, O&M and annuity of investment)					Figure 4.6 Comparison of alternatives: Total annual cost (fuels and electricity, O&M and annuity of investment)	Figure 4.6 Comparison of alternatives: Total annual cost (fuels and electricity, O&M and annuity of investment)	Фигура 4.6 Сравнителен анализ на алтернативи: Общи годишни разходи (горива и електричество, разходи за работа и поддръжка и анюитета на инвестициите.)		Obrázek 4.6 Srovnání alternativ: celkové roční náklady (paliva a elektřina, provoz a údržba, anuita investice)	Abbildung 4.6 Vergleich der Alternativen: Jahresgesamtkosten (Brennstoffe und Strom, O&M, Annuität des Kapitaleinsatzes)	Figura 4.6 Comparación de las alternativas: Coste anual total (combustibles y electricidad, explotación y mantenimiento, y amortización anual de la inversión):	Figure 4.6 Comparaison des alternatives : Coûts annuels totaux (combustibles et électricité, exploitation et maintenance et annuité d'investissement)	Figura 4.6 Raffronto tra le alternative: costo annuo totale (combustibili ed elettricità, gestione e manutenzione e rendita dell'investimento)	Wykres 4.6 Porównanie możliwości wyboru: Łączny koszt roczny (paliwa i energia elektryczna, O&M i rata roczna inwestycji)	Slika 4.6 Primerjava alternativ: Celotni letni stroški (goriva, elekttrične energije, obratovanja in vzdrževanja ter anuitet).	Obrázok 4.6 Porovnanie alternatív: celkové ročné náklady (palivo a elektrická energia, prevádka a údržba, anuita investície)

## 47
company, city, country					EN	EN	BG	CAT	CZ	DE	ES	FR	IT	PL	SI	SK
4.7	Additional Cost per Saved Primary Energy					Additional Cost per Saved Primary Energy	Additional Cost per Saved Primary Energy	Допълнителни разходи по спестената първична енергия		Vícenáklady na jednotku úspory primární energie	Zusatzkosten für die eingesparte Primärenergie	Coste adicional por ahorro de energía primaria	Coût supplémentaire par énergie primaire économisée	Costo aggiuntivo per energia primaria risparmiata	Kosz dodatkowy przypadający na zaoszczędzoną pierwotną energię	Dodatni stroški na prihranjeno primarno energijo	Dodatočné náklady na ušetrenú primárnu energiu

In this section the specific additional total annual cost per saved primary energy is analysed for the different alternatives with respect to the present state used as a reference. This parameter indicates the total (macroeconmic, i.e.: w/o subsidies) effort that has to be assumed in order to reduce the environmental impact. A negative specific annual cost means that a given alternative saves both energy and money.					In this section the specific additional total annual cost per saved primary energy is analysed for the different alternatives with respect to the present state used as a reference. This parameter indicates the total (macroeconmic, i.e.: w/o subsidies) effort that has to be assumed in order to reduce the environmental impact. A negative specific annual cost means that a given alternative saves both energy and money.	In this section the specific additional total annual cost per saved primary energy is analysed for the different alternatives with respect to the present state used as a reference. This parameter indicates the total (macroeconmic, i.e.: w/o subsidies) effort that has to be assumed in order to reduce the environmental impact. A negative specific annual cost means that a given alternative saves both energy and money.	В този раздел са анализирани допълнителните разходи по спестената първична енергия за различните алтернативи като се вземе предвид текущото състояние. Този параметър показва общите (субсидии) усилия, които трябва да се положат с цел да се намали въздействието върху околната среда. Отрицателени специфични годишни разходи означават, че дадената алтернатива спестява и енергия и парични средства.		Následuje analýza celkových ročních vícenákladů na jednotku úspory primární energie pro jednotlivé alternativy ve srovnání se současným stavem. Tento parametr uvádí celkové makroekonomické náklady (tj. bez dotací), které jsou předpokládány při snaze o omezení ekologických dopadů. Záporná hodnota jednotkových ročních nákladů znamená, že daná alternativa šetří energII i peníze.	In diesem Abschnitt werden die spezifischen zusätzlichen Gesamtkosten je Einheit an eingesparter Primärenergie für die Alternativen untersucht, wobei der Ist-Zustand als Referenzwert dient. Dieser Parameter zeigt den gesamten (makroökonomischen d.h. ohne Förderungen) Aufwand, der nötig ist, um die Auswirkungen auf die Umwelt zu verringern. Sind die spezifischen Jahreskosten einer Alternative negativ, so bedeutet das, dass sie sowohl Energie als auch Geld einspart.	En este apartado, se analiza el coste anual total adicional específico por ahorro de energía primaria para las diferentes alternativas con respecto a la situación actual utilizada como referencia. Este parámetro indica el esfuerzo total (macroeconómico, es decir, sin subvenciones) que debe realizarse para reducir el impacto ambiental. Si el coste anual específico es negativo, significa que la alternativa en cuestión permite ahorrar energía y dinero.	Dans cette section, le coût annuel total supplémentaire spécifique par énergie primaire économisée est analysé pour les différentes alternatives par rapport à la situation actuelle utilisée comme référence. Ce paramètre indique l'effort total (macroéconomique, c-à-d subventions d'ordre d'exécution) qui doit être pris en compte afin de réduire l'impact environnemental. Un coût annuel spécifique négatif signifie qu'une alternative donnée économise de l'énergie et de l'argent.	In questa sezione si analizza il costo annuo totale aggiuntivo specifico per energia primaria risparmiata per le diverse alternative rispetto alla situazione attuale, presa a riferimento. Questo parametro indica lo sforzo totale (macroeconomico, vale a dire, senza sovvenzioni) necessario per ridurre l'impatto ambientale. Un costo annuo specifico negativo significa che una data alternativa fa risparmiare sia energia sia denaro.	W tej części jednostkowy dodatkowy łączny koszt roczny przypadający na zaoszczędzoną pierwotną energię zanalizowano dla różnych możliwości względem stanu obecnego użytego jako stan odniesienia. Ten parametr wskazuje łączny (makroekonomiczny, tj. bez dotacji) wysiłek jaki należy podjąć, żeby zredukować wpływ środowiskowy. Ujemny jednostkowy koszt roczny oznacza, że dana możliwość oszczędza zarówno energię jak i pieniądze.	Analizirani so specifični celotni letni stroški v odvisnosti od prihrankov primarne energije za različne alternative glede na dejansko porabo. Ti parametri navajajo celotni (makroekonomski, npr. subvencije) učinek znižanja vplivov na okolje. Negativna vrednost specifičnih letnih stroškov pomeni, da z alternativo prihranimo tako pri energiji kot pri denarju.	Následuje analýza celkových ročných dodatočných nákladov na ušetrenú primárnu energiu pre jednotlivé alternatívy v porovnaní so súčasným stavom. Tento parameter uvádza celkové makroekonomické náklady (tj. bez dotácií), ktoré sú predpokladáné pri snahe o obmedzenie dopadov na životné prostredie. Záporná hodnota jednotkových ročních nákladov znamená, že daná alternatíva šetrí energiu aj peniaze.
				0
Table 4.7 Total additional cost (w/o subsidies) per saved primary energy (PE): comparison of alternative proposals.					Table 4.7 Total additional cost (w/o subsidies) per saved primary energy (PE): comparison of alternative proposals.	Table 4.7 Total additional cost (w/o subsidies) per saved primary energy (PE): comparison of alternative proposals.	Таблица 4.7 Общо допълнителни разходи по спестената първична енергия: сравнителен анализ на алтернативните предложения.		Tabulka 4.7 Celkové vícenáklady (bez dotací) na jednotkovou úsporu primární energue (PE): současný stav (reference) vs. navrhované alternativy.	Tabelle 4.7 Gesamte Zusatzkosten (ohne Förderungen) je eingesparter Primärenergie (PE): Vergleich der Alternativvorschläge.	Tabla 4.7 Coste adicional total (sin subvenciones) por energía primaria (PE) ahorrada: comparación entre alternaticas.	Tableau 4.7 Coût supplémentaire total (subventions d'ordre d'exécution) par énergie principale économisée (PE) : comparaison des alternatives proposées.	Tabella 4.7 Costo aggiuntivo totale (senza le sovvenzioni) per energia primaria (PE) risparmiata: situazione attuale (riferimento) e proposte alternative.	Tabela 4.7 Łączny koszt dodatkowy (bez dotacji) przypadający na pierwotną energię (PE): stan obecny (wskaźnik odniesienia) i propozycje możliwości wyboru.	Preglednica 4.7 Celotni dodatni stroški (subvencije) po prihrankih primarne energije (PE): dejansko stanje (referenčno) in alternativni predlogi.	Tabuľka 4.7 Celkové dodatočné náklady (bez dotácí) na úsporu primárnej energie (PE). Porovnanie alternatívnych návrhov.
				0
Alternative					Total energy cost (incl. O&M and invest.)			Additional cost			Additional cost per saved PE					Alternative	Alternative	Алтернатива		Alternativa	Alternative	Alternativa	Alternative	Alternativa	Możliwość wyboru	Alternativa	Alternatíva
				[€]			[€]			[€/MWh]					0
				Total energy cost (incl. O&M and invest.)	Total energy cost / (incl. O&M and invest.)	Общо енергийни разходи / (вкл. разходи за работа и поддръжка и инвестиционни разходи)		Celkové náklady na energii / (vč. provozu, údržby a investic)	Energiegesamtkosten / (inkl. Wart. & Instandh. und Invest.)	Coste energético total (incl. explotación, mantenimiento e inversiones)	Coût de l'énergie total / (Exploitation, maintenance et investissement compris)	Costo totale dell'energia (compresi gestione e manut. e invest.)	Łączny koszt energii / (w tym: O&M i koszt inwestycji)	Celotni letni stroški (vključno z obratovalnimi in vzdrževalnimi ter naložbo)	Celkové náklady na energiu / (vč. provozu, údržby a investic)
				Additional cost	Additional cost	Допълнителни разходи		Vícenáklady	Zusatzkosten	Coste adicional	Coût supplémentaire	Costo aggiuntivo	Koszt dodatkowy	Dodatni stroški	Dodatočné náklady
				Additional cost per saved PE	Additional cost / per saved PE	Допълнителни разходи по спестената първична енергия		Vícenáklady na jednotku úspory PE	Zusatzkosten je Einheit / an eingesparter PE	Coste adicional por PE ahorrada	Coût supplémentaire / Par PE économisée	Costo aggiuntivo per PE risparmiata	Koszt dodatkowy przypadający / na zaoszczędzoną PE	Dodatni stroški na prihranke PE	Dodatočné náklady na úsporu PE
				0
				0
				0
				0
				0
				0
				0
				0
				0
				0
				0
	Additional cost per unit of saved primary energy [€/MWh]					0
				0
				0
				0
				0
				0
				0
				0
				0
				0
				0
				0
				0
				0
				0
				0
				0
				0
				0
				0
				0
				0
				0
Figure 4.7 Comparison of alternatives: Total additional cost per saved primary energy.					Figure 4.7 Comparison of alternatives: Total additional cost per saved primary energy.	Figure 4.7 Comparison of alternatives: Total additional cost per saved primary energy.	Фигура 4.7 Сравнителен анализ на алтернативи: Общо допълнителни разходи по спестената първична енергия.		Obrázek 4.7 Srovnání alternativ: celkové vícenáklady na jednotku úspory primární energie.	Abbildung 4.7 Vergleich der Alternativen: Gesamte Zusatzkosten/eingesparte Primärenergie.	Figura 4.7 Comparación de las alternativas: Coste adicional total por energía primaria ahorrada.	Figure 4.7 Comparaison des alternatives : coût supplémentaire total par énergie primaire économisée	Figura 4.7 Raffronto tra le alternative: costo aggiuntivo totale per energia primaria risparmiata.	Wykres 4.7 Porównanie możliwości wyboru: Łączny koszt dodatkowy przypadający na zaoszczędzoną pierwotną energię.	Slika 4.7 Primerjava alternativ: Celotni dodatni stroški v odvisnosti od prihrankov primarne energije.	Obrázok 4.7 Porovnanie variantov: Celkové dodatočné náklady na ušetrenú primárnu energiu.

## 48
	company, city, country					EN	EN	BG	CAT	CZ	DE	ES	FR	IT	PL	SI	SK
	4.8	Internal Rate of Return (IRR) and Net Present Value (NPV)					Internal Rate of Return (IRR) and Net Present Value (NPV)	Internal Rate of Return (IRR) and Net Present Value (NPV)	Вътрешна норма на възвръщаемост и текуща нетна стойност		Vnitřní návratnost (IRR) a čistá aktuální hodnota (NPV)	Interner Zinsfuß (IRR) und Netto-Zeitwert (NPV)	Tasa interna de rendimiento (IRR) y valor actual neto (NPV)	Taux de rentabilité interne (TRI) et Valeur actuelle nette (VAN)	Tasso di rendimento interno (TIR) e valore attuale netto (VAN)	Wewnętrzna stopa zwrotu (IRR) i wartość bieżąca netto (NPV)	Interna stopnja donosnosti (IRR) in neto sedanja vrednost donosa (NPV)	Vnútorná miera výnosnosti (IRR) a čistá súčasná hodnota (NPV)

	In the following, the main economic parameters are given for the different alternative proposals: the internal rate of return (IRR) and the net present value (NPV) after years of operation.					In the following, the main economic parameters are given for the different alternative proposals: the internal rate of return (IRR) and the net present value (NPV) after years of operation.	In the following, the main economic parameters are given for the different alternative proposals: the internal rate of return (IRR) and the net present value (NPV) after years of operation.	В следния материал са дадени главните икономически параметри за различните алтернативни предложения: вътрешната норма на възвръщаемост и текущата нетна стойност след години работа.		Následuje přehled hlavních ekonomických parametrů jednotlivých navrhovaných alternativ: vnitřní návratnost (IRR) a čistá aktuální hodnota (NPV) po letech provozu.	In der Folge werden die wichtigsten ökonomischen Parameter für die verschiedenen Alternativvorschläge angegeben: der interne Zinsfuß (IRR) und der Netto-Zeitwert (NPV) nach Jahren Betrieb.	A continuación, se indican los principales parámetros económicos de las diferentes propuestas alternativas: la tasa interna de rendimiento (IRR) y el valor actual neto (NPV) tras años de funcionamiento.	Les principaux paramètres économiques sont donnés ci-dessous pour les différentes propositions alternatives : le taux de rentabilité interne (TRI) et la valeur actuelle nette (VAN) après plusieurs années de fonctionnement.	A seguire si riportano i principali parametri economici per le diverse proposte alternative: il tasso di rendimento interno (TIR) e il valore attuale netto (VAN) dopo anni di funzionamento.	W tej części do różnych propozycji możliwości wyboru podaje się główne parametry ekonomiczne: wewnętrzna stopa zwrotu (IRR) i wartość bieżąca netto (NPV) po latach działania.	Podani so glavni ekonomski parametri za različne alternativne predloge: interna stopnja donosnosti (IRR) in neto sedanja vrednost (NPV) po Amortisation time: letih obratovanja.	Nasleduje preľad hlavných ekonomických parametrov jednotlivých navrhovaných alternatív: vnútorná miera výnosnosti (IRR) a čistá súčasná hodnota (NPV) po rokoch prevádzky.
				0
	Table 4.8 Internal rate of return (IRR) and net present value (NPV) of investment: alternative proposals.					Table 4.8 Internal rate of return (IRR) and net present value (NPV) of investment: alternative proposals.	Table 4.8 Internal rate of return (IRR) and net present value (NPV) of investment: alternative proposals.	Table 4.8 Вътрешна норма на възвръщаемост и текуща нетна стойност на инвестиция: алтернативни предложения.		Tabulka 4.8 vnitní návratnost (IRR) a čistá aktuální hodnota (NPV) investice: alternativní návrhy.	Tabelle 4.8 Interner Zinsfuß (IRR) und Netto-Zeitwert (NPV) der Investition: Alternativvorschläge.	Tabla 4.8 Tasa interna de rendimiento (IRR) y valor actual neto (NPV) de la inversión: propuestas alternativas.	Tableau 4.8 Taux de rentabilité interne (TRI) et Valeur actuelle nette (VAN) de l'investissement : propositions alternatives.	Tabella 4.8 Tasso di rendimento interno (TIR) e valore attuale netto (VAN) dell'investimento: proposte alternative.	Tabela 4.8 Wewnętrzna stopa zwrotu (IRR) i wartość bieżąca netto (NPV) inwestycji: propozycje możliwości wyboru.	Preglednica 4.8 Interna stopnja donosnosti (IRR) in neto sedanja vrednost donosa(NPV): alternativni predlogi.	Tabuľka 4.8 Vnútorná miera výnosnosti (IRR) a čistá súčasná hodnota (NPV) investície: alternatívne návrhy.
				0
	Alternative					Modified Internal Rate of Return		Pay-Back Period		Benefit Cost Ratio		Own Investment		Net Present Value ( years)				Alternative	Alternative	Алтернатива		Alternativa	Alternative	Alternativa	Alternative	Alternativa	Możliwość wyboru	Alternativa	Alternatíva
				[%]		[years]		[-]		[€]		[€]				Own Investment	Own Investment	Собствени инвестиции		Vlastní investice	Investition	Inversión propia	Investissement propre	Investimento	Własna inwestycja	Lasten kapital	Vlastná investícia
				Modified Internal Rate of Return	Modified Internal Rate of Return	Модифицирана вътрешна норма на възвръщаемост		Modifikovaná vnitřní návratnost	Interner Zinsfuß	Tasa interna de rendimiento modificada	Taux de rentabilité interne modifié	Tasso di rendimento interno	Zmodyfikowana wewnętrzna stopa zwrotu	Prilagojena interna stopnja donosnosti.	Modifikovaná vnútorná miera výnosnosti
				Net Present Value ( years)	Net Present Value ( years)	Текуща нетна стойност (години)		Čistá aktuální hodnota ( let)	Netto-Zeitwert ( Jahre)	Valor actual neto ( años)	Valeur actuelle nette (années)	Valore attuale netto ( anni)	Wartość bieżąca netto ( lat)	Neto sedanja vrednost donosa (Amortisation time: let)	Čistá súčasné hodnota ( let)
				Benefit Cost Ratio	Benefit Cost Ratio	Съотножение м/у приходи и разходи		Poměr přínosů k nákladům	Kosten-Nutzen-Verhältnis	Relación coste-beneficio	Rapport coûts-bénéfices	Rapporto costo-benefici	Wskaźnik korzyści-koszty	Razmerje med koristmi in stroški	Pomer prínosu k nákladom
				Pay-Back Period	Pay-Back Period	Период на изплащане		Doba návratnosti	Amortisations-zeit	Plazo de recuperación de la inversión	Période d'amortissement	Periodo di pay-back	Okres zwrotu inwestycji	Vračilno obdobje	Doba návratnosti
				[years]	[years]	[години]		[roky]	[Jahre]	[años]	[années]	[anni]	[lata]	[leta]	[roky]
				0
				0
				0
				0
				0
				0
				0
				0
	Internal Rate of Return (nominal) [%] / Net Present Value [€]					0
				0
				0
				0
				0
				0
				0
				0
				0
				0
				0
				0
				0
				0
				0
				0
				0
				0
				0
				0
				0
				0
				0
	Figure 4.8 Comparison of alternatives: Internal rate of return (IRR) on investment and net present value (NPV).					Figure 4.8 Comparison of alternatives: Internal rate of return (IRR) on investment and net present value (NPV).	Figure 4.8 Comparison of alternatives: Internal rate of return (IRR) on investment and net present value (NPV).	Фигура 4.8 Сравнителен анализ на алтернативи: Вътрешна норма на възвръщаемост на инвестиция и текуща нетна стойност.		Obrázek 4.8 Srovnání alternativ: vnitřní návratnost (IRR) investic a čistá aktuální hodnota (NPV).	Abbildung 4.8 Vergleich der Alternativen: Interner Zinsfuß (IRR) der Investition und Netto-Zeitwert (NPV).	Figura 4.8 Comparación de las alternativas: Tasa interna de rendimiento (IRR) de la inversión y valor actual neto (NPV).	Figure 4.8 Comparaison entre les alternatives : Taux de rentabilité interne (TRI) de l'investissement et valeur actuelle nette (VAN).	Figura 4.8 Raffronto tra le alternative: Tasso di rendimento interno (TIR) dell'investimento e valore attuale netto (VAN).	Wykres 4.8 Porównanie możliwości wyboru: Wewnętrzna stopa zwrotu (IRR) inwestycji i wartość bieżąca netto (NPV).	Slika 4.8 Primerjava alternativ: interna stopnja donosnosti (IRR) in neto sedanja vrednost donosa (NPV).	Obrázok 4.8 Porovnanie variantov: Vnútorná miera výnosnosti (IRR) investícií a čistá súčasná hodnota (NPV).

Amortisation time:

## 481
company, city, country					EN	EN	CAT	CZ	DE	ES	FR	IT	PL	SI
4.8.1	The unviable alternative(s)					The unviable alternative(s)	The unviable alternative(s)		Neživotaschopné alternativy	Die nicht geeignete(n) Alternative(n)	La alternativa inviable		La/le alternativa/e non convenienti	Nierealne możliwości wyboru	Neprimerne alternative

According to the TCA analysis, ____ alternative(s) should not be taken into consideration because of the economical ineffectiveness. The economic parameters used to evaluate the viability of the alternatives are the NPV, MIRR and PBP.					According to the TCA analysis, ____ alternative(s) should not be taken into consideration because of the economical ineffectiveness. The economic parameters used to evaluate the viability of the alternatives are the NPV, MIRR and PBP.	According to the TCA analysis, ____ alternative(s) should not be taken into consideration because of the economical ineffectiveness. The economic parameters used to evaluate the viability of the alternatives are the NPV, MIRR and PBP.		Podle závěrů analýzy TCA by alternativy ____ neměly být zvažovány, protože jsou ekonomicky neefektivní. K vyhodnocení ekonomické životaschopnosti alternativ byly využity parametry NPV, MIRR a PBP.	Der Gesamtkostenanalyse zufolge ist/sind die ____ Alternative(n) nicht wirtschaftlich und sollte(n) daher nicht weiter in Betracht gezogen werden. Die für die Bewertung der Machbarkeit hinzugezogenen wirtschaftlichen Parameter sind NPV, MIRR und PBP.	Según el análisisTCA, ____ alternativa(s) no tienen que tenerse en cuenta debido a ineficiencia económica. Los parámetros económicos para evaluar la viabilidad de las alternativas son NPV, MIRR y PBP.		In base all'analisi TCA, le alternative_______non dovrebbero essere prese in considerazione in quanto inefficaci dal punto di vista economico. I parametri economici usati per valutare la convenienza delle alternative sono il NPV, il MIRR e il PBP.	Według analizy TCA ____ możliwość/(ci) wyboru nie powinna być brana pod uwagę ze względu na nieefektywność ekonomiczną. Parametry ekonomiczne stosowane do oceny wykonalności możliwości wyboru obejmują: NPV, MIRR i PBP.	Glede na rezultate TCA analize, te alternative po rezultath ekonomskega vrednotenjs niso primerne za izvedbo. Ekonomski parametri, ki nam podajo primerne alternative so, NPV, MIRR in PBP.
Values used for the evaluation of the economic performance:					0
	Real interest rate (r)				[%]	6,00		(*) Real interest rate = nominal interest rate – inflation rate					Values used for the evaluation of the economic performance:	Values used for the evaluation of the economic performance:		Hodnoty použité k hodnocení ekonomické výkonnosti	Für die Bewertung der Wirtschaftsleistung verwendete Werte:	Valores usados para la evaluación económica		Valori usati per valutare il rendimento economico:	Wartości stosowane do oceny wydajności ekonomicznej:	Uporabljene vrednosti za ekonomsko vrednotenje:
	Required payback time (RPB)				[years]	5					Real interest rate (r)	Real interest rate (r)		Reálná úroková sazba (r)	Realzinssatz (r)	Tasa de interés real (r)		Tasso di interesse reale ( r )	Realna stopa procentowa (r)	Realna obrestna mera (r)
				(*) Real interest rate = nominal interest rate – inflation rate	(*) Real interest rate = nominal interest rate – inflation rate		(*) Reálná úroková sazba = jmenovitá úroková sazba – míra inflace	(*) Realzinssatz = Nominalzinssatz – Inflationsrate	(*) Tasa de interés real = tasa de interás nominal – tasa de inflación		(*) tasso di interesse reale = tasso di interesse nominale - tasso di inflazione	(*) Realna stopa procentowa = nominalna stopa procentowa – stopa inflacji	(*) Realna obrestna mera = nominalna obrestna mera - stopnja inflacije
Table 5.3.1 The economic unviable alternative(s).					Required payback time (RPB)	Required payback time (RPB)		Požadovaná doba návratnosti (RPB)	Benötigte Amortisationszeit (RPB)	Tiempo de retorno de la inversión (RPB)		Tempo necessario per recuperare l'investimento (RPB)	Wymagany okres zwrotu inwestycji (RPB)	Zahtevan vračilni rok (RPB)
				0
Alternative					Unviable economic parameters					Table 5.3.1 The economic unviable alternative(s).	Table 5.3.1 The economic unviable alternative(s).		Tabulka 5.3.1 ekonomicky neživotaschopné alternativy	Tabelle 5.3.1 Die nicht wirtschaftlichen Alternative(n).	Tabla 5.3.1 La(s) alternativa(s) económicamente inviables		Tabella 5.3.1 Le alternative economiche non convenienti.	Tabela 5.3.1 Nierealne ekonomicznie możliwości wyboru.	Preglednica 5.3.1 Ekonomsko neprimerne alternative.
				Alternative	Alternative		Alternativa	Alternative	Alternativa		Alternativa	Możliwość wyboru	Alternativa
Alternative 1					NPV < 0					Unviable economic parameters	Unviable economic parameters		Neživotaschopné ekonomické parametry	Nicht wirtschaftliche Parameter	Parámetros económicos inviables		Parametri economici non convenienti	Nierealne parametry ekonomiczne	Neprimerni ekonomski parametri
Alternative 2					MIRR < r					Conclusion	Conclusion		Závěr	Schlussfolgerung	Conclusión		Conclusione	Konkluzja	Zaključki
Alternative 3		REPORT SHEET NOT YET OPERATIVE					PBP > RPB					Case 1: No alternative is economically viable, the present state is the best.	Case 1: No alternative is economically viable, the present state is the best.		Žádná z alternativ není ekonomicky životaschopná, současný stav je nejlepší.	Fall 1: Keine der Alternativen ist wirtschaftlich sinnvoll. Der Ist-Zustand ist die beste Lösung.	Caso1: No existe alternativa económicamente viable, el esstado presente es el mejor		Nessuna alternativa è conveniente dal punto di vista economico, la situazione attuale è la migliore	Żadna możliwość wyboru nie jest ekonomicznie realna, obecny stan jest najlepszy	Nobena alternativa ni ekonomsko primerna, najboljša rešitev je dejansko stanje.
				Case 2: The alternatives 1, 2, 3 are not economically viable, so the alternatives 4, 5, 6 are those that should be taken into investment consideration	Case 2: The alternatives 1, 2, 3 are not economically viable, so the alternatives 4, 5, 6 are those that should be taken into investment consideration		Alternativy 1, 2, 3 nejsou ekonomicky životaschopné, proto by měly být zvažovány alternativy 4, 5, 6.	Fall 2: Die Alternativen 1, 2, 3 sind nicht wirtschaftlich. Daher sollten nur die Alternativen 4, 5, 6 in Betracht gezogen werden.	Caso 2: Las alternativas 1, 2, 3 no son económicamente viables, así que las alternativas 4, 5, 6 son las que tienen que considerarse en el plan de inversión		Le alternative 1, 2 e 3 non sono convenienti, dunque ai fini dell'investimento, le alternative da tenere in considerazione sono la 4, la 5 e la 6.	Możliwości 1, 2, 3 nie są ekonomicznie realne, dlatego należy uwzględnić w inwestycji możliwości 4, 5, 6	Alternative 1, 2 in 3 so ekonomsko neizvedljive, alternative 4, 5 in 6 so primerne za nadaljno analizo izvedljivosti.
				0
				0
				0
				0
				0
				0
				0
Conclusion					0
Case 1: No alternative is economically viable, the present state is the best.					0
Case 2: The alternatives 1, 2, 3 are not economically viable, so the alternatives 4, 5, 6 are those that should be taken into investment consideration					0
				0
				0
				0
				0
				0
				0
				0
				0
				0
				0
				0
				0
				0
				0
				0
				0
				0
				0
				0
				0
				0
				0
				0
				0
				0
				0

		Number of non viable alternatives
		r
		RPB

## 482
company, city, country					EN	EN	CAT	CZ	DE	ES	FR	IT	PL	SI
4.8.2	Rating the proposed alternatives					Rating the proposed alternatives	Rating the proposed alternatives		Hodnocení navrhovaných alternativ	Reihung der vorgeschlagenen Alternativen	Clasificación de las alternativas propuestas		Classificazione delle alternative proposte	Kolejność proponowanych możliwości wyboru	Ocenjevanje alternativnih predlogov

Based on the comparision of the NPV between the alternatives fulfill the economic viablility requirements, the investment priority is suggested as follows:					Based on the comparision of the NPV between the alternatives fulfill the economic viablility requirements, the investment priority is suggested as follows:	Based on the comparision of the NPV between the alternatives fulfill the economic viablility requirements, the investment priority is suggested as follows:		Na základě srovnání hodnoty NPV navrhovaných alternativ a plnění požadavků na ekonomickou životaschopnost byly stanoveny následující navrhované priority investic:	Auf der Basis eines Vergleich des NPV der wirtschaftlich sinnvollen Alternativen, werden folgende Investitionsprioritäten empfohlen:	En función de la comparación del NPV entre las alternativas que cumplen los requisitos de viabilidad económica, se proponen las siguientes prioridades de inversión:		In base al raffronto tra il NPV delle alternative che soddisfano i requisiti di convenienza economica, l'ordine di priorità dell'investimento dovrebbe essere:	W oparciu o porównanie NPV między możliwościami wyboru spełniającymi wykonalność ekonomiczną, sugeruje się następujący priorytet inwestycyjny:	Glede na primerjavo NPV med primernimi alternativami, je prioritetni seznam naložb naslednji:

Table 4.7.2 The investment priority					Table 4.7.2 The investment priority	Table 4.7.2 The investment priority		Tabulka 5.3.2 Priority investic	Tabelle 4.7.2 Die Investitionsprioritäten	Tabla 4.7.2 Prioridades de inversión		Tabella 4.7.2 Ordine di priorità dell'investimento	Tabela 4.7.2 Priorytet inwestycyjny	Preglednica 4.7.2 Prioritetni vrstni red naložb.
				0
Priority order				Alternative					NPV					Priority order	Priority order		Pořadí priorit	Reihung nach Priorität	Orden de prioridad		Ordine di priorità	Kolejność priorytetowa	Vrstni red
				[€]					Alternative	Alternative		Alternativa	Alternative	Alternativa		Alternativa	Możliwość wyboru	Alternativa
1				Alternative 4					NPV	NPV		NPV	NPV	NPV		NPV	NPV	NPV
2				Alternative 5					0
3				Alternative 6					0
				0
				0
				0
				0
				0
				0
				0
				0
				0
				0
				0
				0
				0
				0
				0
				0
				0
				0
				0
				0
				0
				0
				0
				0
				0
				0
				0
				0
				0
				0
				0
				0
				0
				0
				0

## Chap5
company, city, country					EN	EN	BG	CAT	CZ	DE	ES	FR	IT	PL	SI	SK
Chapter 5		Final solution proposed					Chapter	Chapter	Глава		Kapitola 5	Kapitel	Capítulo	Chaptitre	Capitolo	Rozdział	Poglavje	Kapitola
				0
				0
Final solution proposed					0				Návrh konečného řešení
				0
				0
				0
5.1	Detailed description					Detailed description	Detailed description	Подробно описание		Podrobný popis	Detaillierte Beschreibung	Descripción detallada	Description détaillée	Descrizione dettagliata	Detailed description	Detailed description	Podrobný popis
				0				Popis navrhovaného konečného řešení					Popis navrhovaného konečného riešenia
	5.1.1	Description of the finally proposed solution					Heat exchanger network	Heat exchanger network	Heat exchanger network		Heat exchanger network	Wärmetauschernetzwerk	Red de intercambiadores de calor	Réseau d'échangeurs de chaleur	Rete di scambiatori di calore	Heat exchanger network	Heat exchanger network	Sieť tepelných výmenníkov
	5.1.2	Process optimisation					Process optimisation	Process optimisation	Process optimisation		Process optimisation	Processoptimierung	Optimización de los procesos	Process optimisation	Ottimizzazione di processo	Process optimisation	Process optimisation	Proces optimalizácie
	5.1.3	Heat exchanger network					Description of the finally proposed solution	Description of the finally proposed solution	Описание на окончателно предложеното решение		Popis navrhovaného zařízení	Beschreibung des ausgewählten Alternativvorschlags	Descripción de la propuesta definitiva	Description de la solution finale proposée	Descrizione della soluzione finale proposta	Description of the finally proposed solution	Description of the finally proposed solution	Popis návrhovaného konečného riešenia
	5.1.4	Description of the proposed equipment					Description of the proposed equipment	Description of the proposed equipment	Описание на предложеното оборудване		Description of the proposed equipment	Beschreibung der vorgeschlagenen Anlagen	Descripción de los equipos propuestos	Description de l'équipement proposé	Descrizione degli impianti proposti	Description of the proposed equipment	Description of the proposed equipment	Popis navrhovaného zariadenia
	5.1.5	Conceptual scheme of the system					Conceptual scheme of the system	Conceptual scheme of the system	Концептуална схема на системата		Koncepční schéma systému	Systemschema	Esquema conceptual del sistema	Schéma conceptuel du système	Schema concettuale del sistema	Conceptual scheme of the system	Conceptual scheme of the system	Koncepčná schéma systému
				0
5.2	Economic and financial analysis					Economic and financial analysis	Economic and financial analysis	Икономически и финансов анализ		Ekonomická a finanční analýza	Wirtschaftlichkeits- und Finanzanalyse	Análisis económico y financiero	Analyse économique et financière	Analisi economica e finanziaria	Economic and financial analysis	Economic and financial analysis	Ekonomická a finančná analýza
				0
5.3	Next steps and requirements for further analysis					Next steps and requirements for further analysis	Next steps and requirements for further analysis	Следващи стъпки и изисквания за допълнителен анализ		Další kroky a požadavky na další analýzu	Nächste Schritte und weiterer Untersuchungsbedarf	Próximos pasos y requisitos para ampliar el análisis	Étapes suivantes et conditions requises pour approfondir l'analyse	Passi successivi e requisiti per approfondire l'analisi	Next steps and requirements for further analysis	Next steps and requirements for further analysis	Ďalšie kroky a požiadavky na ďalšiu analýzu
				0
				0
				0
				0
				0
				0
				0
				0
				0
				0
				0
				0
				0
				0
				0
				0
				0
				0
				0
				0
				0
				0

## 511
company, city, country					EN	EN	BG	CAT	CZ	DE	ES	FR	IT	PL	SI	SK
5.1.1	Description of the finally proposed solution					Description of the finally proposed solution	Description of the finally proposed solution	Описание на окончателно предложеното решение		Popis navrhovaného konečného řešení	Beschreibung des ausgewählten Alternativvorschlags	Descripción de la propuesta definitiva	Description de la solution finale proposée	Descrizione della soluzione finale proposta	Opis ostatecznie zaproponowanego rozwiązania	Opis predlaganega ukrepa	Popis navrhovaného konečného riešenia

Short name of the final proposed solution:					Alternative 1					Short name of the final proposed solution:	Short name of the final proposed solution:	Кратко наименование на окончателно предложеното решение:		Zkrácený název navrhovaného konečného řešení	Kürzel des ausgewählten Alternativvorschlags:	Nombre abreviado de la propuesta definitiva:	Nom abrégé de la solution finale proposée :	Nome (abbr.) della soluzione finale proposta:	Skrótowiec ostatecznie zaproponowanego rozwiązania:	Kratko ime predlaganega ukrepa:	Skrátený názov navrhovaného konečného riešenia:
Description:					Description of alternative 1					Description:	Description:	Описание:		Popis	Beschreibung:	Descripción:	Description :	Descrizione:	Opis:	Opis:	Popis
				0
Measures for process or building optimisation					Measures for process or building optimisation	Measures for process or building optimisation	Measures for process or building optimisation	Measures for process or building optimisation	Measures for process or building optimisation	Maßnahmen zur Prozess- oder Gebäudeoptimierung	Medidas de optimización de procesos o edificios	Measures for process or building optimisation	Misure di ottimizzazione del processo o dell'edificio	Measures for process or building optimisation	Measures for process or building optimisation	Opatrenia pre optimalizáciu procesu alebo stavebná otimalizácia
your text – your text – your text -					0
your text – your text – your text -					0
your text – your text – your text -					0
your text – your text – your text -					0
Heat recovery (See also Table 5.1.1.1)					Heat recovery	Heat recovery	Heat recovery	Heat recovery	Heat recovery	Wärmerückgewinnung	Recuperación de calor	Heat recovery	Recupero di calore	Heat recovery	Heat recovery	Rekuperácia tepla
your text – your text – your text -					See also Table	See also Table	See also Table	See also Table	See also Table	Siehe auch Tabelle	Ver también la Tabla	See also Table	Vedere anche Tabella	See also Table	See also Table	Tiež pozri tabuľku
your text – your text – your text -					0
your text – your text – your text -					0
your text – your text – your text -					0
Changes in heat and cooling supply system					Changes in heat and cooling supply system	Changes in heat and cooling supply system	Changes in heat and cooling supply system	Changes in heat and cooling supply system	Changes in heat and cooling supply system	Änderungen im Wärme- und Kälteversorgungssystem	Cambios en el sistema de suministro de calor y frío	Changes in heat and cooling supply system	Variazioni nel sistema di somministro dell'energia	Changes in heat and cooling supply system	Changes in heat and cooling supply system	Zmeny v systéme zásobovania teplom a chladom
your text – your text – your text -					0
your text – your text – your text -					0
your text – your text – your text -					0
your text – your text – your text -					0
				0
				0
				0
				0
				0
				0
				0
				0
				0

## 512
company, city, country					EN	EN	BG	CAT	CZ	DE	ES	FR	IT	PL	SI	SK
5.1.2	Process optimisation

Table 5.1.2 Economic parameters. Selected alternative.
Parameter					Units		Data
				0
				0
Turn-key price					€		FILL IN MANUALLY !!!					Table 5.1.2 Economic parameters. Selected alternative.	Table 5.1.2 Economic parameters. Selected alternative.	Table 5.1.2 Economic parameters. Selected alternative.	Table 5.1.2 Economic parameters. Selected alternative.	Table 5.1.2 Economic parameters. Selected alternative.	Tabelle 5.1.2 Wirtschaftliche Daten. Ausgewählter Alternativvorschlag	Tabla 5.1.2 Parámetros económicos. Propuesta definitiva	Table 5.1.2 Economic parameters. Selected alternative.	Tabella 5.1.2 Parametri economici. Alternativa prescelta.	Table 5.1.2 Economic parameters. Selected alternative.	Table 5.1.2 Economic parameters. Selected alternative.	Tabuľka 5.1.2 Ekonomické parametre. Vybraná alternatíva.
Annual operational and maintenance costs					€

				0
				0
				0
				0
				0
				0
				0
				0
				0
				0
				0
				0
				0
				0
				0
				0
				0
				0
				0
				0
				0
				0
				0
				0
				0
				0
				0
				0
				0
				0
				0
				0
				0

## 513
company, city, country					EN	EN	BG	CAT	CZ	DE	ES	FR	IT	PL	SI	SK
5.1.3	Heat exchanger network					Heat exchanger network	Heat exchanger network	Пинч анализ и възстановяване на топлината		Heat exchanger network	Wärmetauschernetzwerk	Red de intercambiadores de calor	Réseau d'échangeurs de chaleur	Rete di scambiatori di calore	Heat exchanger network	Heat exchanger network	Sieť tepelných výmenníkov

The following table shows the heat exchanger network in the system and the amount of recovered energy.					The following table shows the heat exchanger network in the system and the amount of recovered energy.	The following table shows the heat exchanger network in the system and the amount of recovered energy.	The following table shows the heat exchanger network in the system and the amount of recovered energy.		The following table shows the heat exchanger network in the system and the amount of recovered energy.	Es folgt eine Tabelle mit dem Wärmetauschern im Netzwerk und der Menge and zurückgewonnener Energie.	En la siguiente tabla se muestran los intercambiadores de calor del sistema y la cantidad de energía recuperada.	Le tableau suivant présente le réseau d'échangeurs de chaleur dans le système et la quantité d'énergie récupérée.	Nella tabella seguante vengono illustrati gli scambiatori di calore del sistema e la quantità di calore recuperata.	The following table shows the heat exchanger network in the system and the amount of recovered energy.	The following table shows the heat exchanger network in the system and the amount of recovered energy.	Nasledujúca tabuľka ukazuje sieť tepelných výmenníkov v systéme a množstvo zhodnotenej energie.
				Table	Table	Таблица		Table	Tabelle	Tabla	Tableau	Tabella	Table	Table	Tabuľka
Table 5.1.3.1 Heat exchanger network and amount of recovered energy					Heat exchanger network and amount of recovered energy	Heat exchanger network and amount of recovered energy	Топлообменници и количество възвърната енергия		Heat echanger network and amount of recovered energy	Das Wärmetauschernetzwerk und die Menge an zurückgewonnener Energie	Red de intercambiadores de calor y cantidad de energía recuperada	Réseau d'échangeurs de chaleur et quantité d'énergie récupérée	Scambiatori di calore e la quantità di calore recuperata.	Heat echanger network and amount of recovered energy	Heat echanger network and amount of recovered energy	Sieť výmenníkov tepla a množstvo zhodnotenej energie.
				0
Heat Exchanger			Power		Heat Source			Heat Sink			Heat transferred					Heat Exchanger	Heat Exchanger	Топлообменник		Heat Exchanger	Wärmetauscher	Intercambiador de calor	Échangeur de chaleur	Scambiatore di calore	Heat Exchanger	Heat Exchanger	Tepelný výmenník
			[kW]					[MWh]		[%]				Power	Power	Мощност		Power	Leistung	Potencia	Puissance	Potenza	Power	Power	Energia
				Heat Source	Heat Source	Топлинен източник		Heat Source	Wärmequelle	Fuente de calor	Source de chaleur	Fonte	Heat Source	Heat Source	Zydroj tepla
				Heat Sink	Heat Sink	Топлинен отток		Heat Sink	Wärmesenke	Disipador de calor	Dissipateur de chaleur	Utilizzatore	Heat Sink	Heat Sink	Chladič
				Heat transferred	Heat transferred	Количество възвърната енергия		Heat transferred	Übertragene Wärme	Energía transferida	Chaleur transférée	Energia trasferita	Heat transferred	Heat transferred	Prenesené teplo
				0
				0
				0
				0
				0
				0
				0
				0
				0
				0
				0
				0
				0
				0
				0
				0
				0
				0
				0
				Table	Table			Table	Tabelle	Tabla	Tableau	Tabella	Table		Tabuľka
Table 5.1.3.2 Economic parameters. Final proposed solution.					Heat exchanger network and amount of recovered energy	Heat exchanger network and amount of recovered energy			Heat echanger network and amount of recovered energy	Das Wärmetauschernetzwerk und die Menge an zurückgewonnener Energie	Red de intercambiadores de calor y cantidad de energía recuperada	Réseau d'échangeurs de chaleur et quantité d'énergie récupérée	Scambiatori di calore e la quantità di calore recuperata.	Heat echanger network and amount of recovered energy		Sieť výmenníkov tepla a množstvo zhodnotenej energie
Parameter					Units		Data					0
				0
				0
				0
Turn-key price					€		FILL IN MANUALLY !!!					0
Annual operational and maintenance costs					€					Annual operational and maintenance costs	Annual operational and maintenance costs		Annual operational and maintenance costs	Annual operational and maintenance costs	Jährliche Betriebs- und Wartungskosten	Coste anual de operación y mantenimiento	Annual operational and maintenance costs	Costi annuali di operazione e manutanzione	Annual operational and maintenance costs		Ročné prevádzkové náklady a náklady na údržbu

## 514
company, city, country					EN	EN	BG	CAT	CZ	DE	ES	FR	IT	PL	SI	SK
5.1.4	Description of the proposed equipment					Description of the finally proposed solution	Description of the finally proposed solution	Description of the finally proposed solution		Popis navrhovaného konečného řešení	Beschreibung des ausgewählten Alternativvorschlags	Descripción de la propuesta definitiva	Description de la solution finale proposée	Descrizione della soluzione finale proposta	Opis ostatecznie zaproponowanego rozwiązania	Opis predlaganega ukrepa	Popis navrhovaného zariadenia
				Table	Table	Таблица		Tabulka	Tabelle	Tabla	Tableau	Tabella	Tabela	Preglednica	Tabuľka
Table 5.1.2.4 Heat and cooling supply equipment and contribution to total supply. Final proposed solution.					Heat and cooling supply equipment and contribution to total supply. Final proposed solution.	Heat and cooling supply equipment and contribution to total supply. Final proposed solution.	Топлоснабдително и охлаждащо оборудване и принос към общото снабдяване. Окончателно предложеното решение.		Zařízení pro dodávky tepla a podíl na celkových dodávkách tepla. Navrhované konečné řešení.	Wärme- und Kälteversorgungsanlagen und Beitrag zur Gesamtwärmeversorgung. Ausgewählter Alternativvorschlag.	Equipos de suministro de calor y frío y contribución al suministro total de frío. Propuesta definitiva.	Équipement pour la fourniture de chaleur et de refroidissement et contribution à la fourniture totale. Solution finale proposée.	Impianto di somministro di calore e raffreddamento e contributo relativo alla fornitura totale. Soluzione finale proposta.	Sprzęt do zaopatrzenia w ciepło i wkład w łączne zaopatrzenie w ciepło. Ostatecznie zaproponowane rozwiązanie.	Oprema za dobavo toplote in prispevek k celotni dobavi toplote. Predlagani ukrep.	Zariadenia pre dodávku tepla a chladenia a podiel na celkových dodávkách tepla. Navrhované konečné riešenie.
Equipment			Type			Heat / cooling supplied to pipe/duct			Nominal capacity		Contribution to total heat / cooling supply					Equipment	Equipment	Оборудване		Zařízení	Anlage	Equipo	Équipement	Impianto	Sprzęt	Oprema	Zariadenie
				Type	Type	Вид		Typ	Typ	Tipo	Type	Tipo	Typ	Vrsta	Typ
				[kW]		[MWh]		[%]				Heat / cooling supplied to pipe/duct	Heat / cooling supplied to pipe/duct	Топлинна и охладителна енeргия доставена на тръба/канал		Teplo dodávané do potrubí/vedení	Dem Rohr/Leitung zugeführte Wärme/Kälte	Carol / frío suministrado a la tubería/conducto	Chaleur/refroidissement fourni(e) au tuyau/conduit	Calore e freddo fornito alla linea/distribuzione	Ciepło dostarczane do rury/kanału	Dobavljena toplota v cevje/vode	Teplo/chladenie dodávané do potrubia/vedenia
				Nominal capacity	Nominal capacity	Номинален капацитет		Jmenovitá kapacita	Nennleistung	Capacidad nominal	Capacité nominale	Potenza nominale	Wydajność znamionowa	Nominalna kapaciteta	Nominálna kapacita
				Contribution to total heat / cooling supply	Contribution to total heat / cooling supply	Принос към общата топлинна и охладителна енергия		Podíl na celkové dodávce tepla	Beitrag zur Gesamtwärme-/Kälteversorgung	Contribución al suministro total de calor /frío	Contribution à l'alimentation de chaleur/refroidissement totale	Contributo alla fornitura totale di calore e raffreddamento	Wkład w łączne zaopatrzenie w ciepło	Prispevek k celotni dobavni toploti	Podiel na celkovej dodávke tepla/chladenia
				0
				0
				0
				0
				0
				0
				0
				0
				0
				0

## 514_1
company, city, country					EN	EN	BG	CAT	CZ	DE	ES	FR	IT	PL	SI	SK
5.1.4	Description of the proposed equipment					Description of the proposed equipment	Description of the proposed equipment	Описание на предложеното оборудване		Popis narhovaných zařízení	Beschreibung der vorgeschlagenen Anlagen	Descripción de los equipos propuestos	Description de l'équipement proposé	Descrizione dell'impianto proposto	Opis proponowanego sprzętu	Opis predlagane opreme	Popis navrhovaného zariadenia

In the following the technical data of the equipment used in the final proposed solution is given.					In the following the technical data of the equipment used in the final proposed solution is given.	In the following the technical data of the equipment used in the final proposed solution is given.	В следния материал е представена техническата информация на оборудването, която е използвана в окончателно предложеното решение.		Následuje přehled technických údajů zařízení využitých navrhovaným konečným řešením.	In Folge werden die technischen Daten der Anlagen der vorgeschlagenen Lösung angegeben.	A continuación se indican los datos técnicos de los equipos utilizados en la propuesta definitiva.	Les données techniques de l'équipement utilisées dans la solution proposée finale sont proposées ci-dessous.	Seguono i dati tecnici dell'impianto usato nella soluzione proposta.	W tej części przedstawiono dane techniczne sprzętu zastosowanego do ostatecznie zaproponowanego rozwiązania.	V nadaljevanju podajamo tehnične podatke uporabljene opreme za dan ukrep.	Následuje prehľad technických údajov zariadenia využitých navrhovaným konečným riešením.
				Table	Table	Таблица		Tabulka	Tabelle	Tabla	Tableau	Tabella	Tabela	Preglednica	Tabuľka
Table 5.1.4.1a. Technical data of the equipment. Final proposed solution.					Technical data of the equipment. Final proposed solution.	Technical data of the equipment. Final proposed solution.	Технически данни на оборудването. Окончателно предложеното решение.		Technické údaje zařízení. Konečné navrhované řešení.	Technische Daten der Anlagen. Ausgewählter Alternativvorschlag.	Datos técnicos de los equipos. Propuesta definitiva.	Données techniques de l'équipement. Solution finale proposée.	Dati tecnici dell'impianto. Soluzione finale proposta.	Dane techniczne. Ostatecznie zaproponowane rozwiązanie.	Tehnični podatki opreme. Končni predlagani ukrep.	Technické údaje zariadenia. Konečné navrhované riešenie.
				0
Parameter					Units		Technical data					Parameter	Parameter	Параметър		Parametr	Parameter	Parámetro	Paramètre	Parametro	Parametr	Parameter	Parameter
				Units	Units	Единици		Jednotky	Einheiten	Unidades	Unités	Unità	Jednostki	Enote	Jednotky
Type of equipment					-					Technical data	Technical data	Технически данни		Technické údaje	Technische Daten	Datos técnicos	Données techniques	Dati tecnici	Dane techniczne	Tehnični podatki	Technické údaje
Manufacturer					-					Type of equipment	Type of equipment	Вид оборудване		Typ zařízení	Anlagentyp	Tipo de equipo	Type de l'équipement	Tipo di impianto	Typ sprzętu	Vrsta opreme	Typ zariadenia
Model					-					Manufacturer	Manufacturer	Производител		Výrobce	Hersteller	Fabricante	Fabricant	Costruttore	Producent	Proizvajalec	Výrobca
Nominal power (heat or cold output)					kW					Model	Model	Модел		Model	Modell	Modelo	Modèle	Modello	Model	Model	Model
Fuel type					-					Nominal power (heat or cold output)	Nominal power (heat or cold output)	Номинална мощност (изх. топлинна или охл. енергия)		Jmenovitý výkon (výstup tepla nebo chladu)	Nennleistung (Wärme- oder Kälteausstoß)	Potencia nominal (producción de calor o frío)	Puissance nominale (chaleur ou froid, en sortie)	Potenza nominale (uscita di calore o freddo)	Moc znamionowa (wyjściowa ciepła i zimna)	Nominalna moč (iztok toplote in hladu)	Nominálny výkon (výstup tepla nebo chladenia)
Fuel consumption (nominal)					kg/h					Fuel type	Fuel type	Вид гориво		Typ paliva	Brennstoff	Tipo de combustible	Type de combustible	Tipo di combustibile	Typ paliwa	Vrsta goriva	Typ paliva
Electricity power input					kW					Fuel consumption (nominal)	Fuel consumption (nominal)	Консумация на гориво (номинално)		Spotřeba paliva (jmenovitá)	Brennstoffverbrauch (nominal)	Consumo de combustible (nominal)	Consommation de combustible (nominale)	Consumo di combustibile (nominale)	Zużycie paliwa (znamionowe)	Raba goriva (nominalna)	Spotreba paliva (nominálna)
Electrical power generated (CHP)					kW					Electricity power input	Electricity power input	Входяща ел. мощност		Elektrický příkon	Stromzufuhr	Entrada de potencia eléctrica	Puissance électrique en entrée	Ingresso di energia elettrica	Moc wejściowa energii elektrycznej	Električna moč	Elektrický príkon
Electrical conversion efficiency (CHP)					-					Electrical power generated (CHP)	Electrical power generated (CHP)	Генерирана ел.мощност(CHP)		Výrobam elektřiny (CHP)	Erzeugte Elektrische Leistung (KWK)	Producción de electricidad (cogeneración)	Production d'électricité (CHP)	Energia elettrica generata (CHP)	Produkcja energii elektrycznej (CHP)	Proizvodnja električne energije (CHP)	Výroba elektrickej energie (CHP)
Refrigerant (Heat pumps and Chillers)					-					Electrical conversion efficiency (CHP)	Electrical conversion efficiency (CHP)	Електропреобразувателна ефективност (CHP)		Účinnost elektřické přeměny (CHP)	Energieumwandlungseffizienz (KWK)	Eficiencia de conversión eléctrica (cogeneración)	Efficacité de conversion électrique (CHP)	Efficienza di conversione elettrica (CHP)	Sprawność przetwarzania energii elektrycznej (CHP)	Učinkovitost pretvorbe električne energije (CHP)	Účinnosť elektrickej premeny (CHP)
				Refrigerant (Heat pumps and Chillers)	Refrigerant (Heat pumps and Chillers)	Хладилен агент (топлинни помпи и охладители)		Chladivo (tepelná čerpadla a chladící věže)	Kühlmittel (Wärmepumpen und Kältemaschinen)	Refrigerante (bombas de calor y refrigeradores)	Réfrigérant (Pompes à chaleur et refroidisseurs)	Refrigerante (pompe di calore e raffreddatori)	Czynnik chłodniczy (Pompy ciepła i agregaty wody lodowej)	Hladivo (toplotnih črpalk in hladilnikov)	Chladivo (tepelné čerpadlá a chladiče)
				0
Table 5.1.4.1b. Additional parameters. Final proposed solution.					Additional parameters. Final proposed solution.	Additional parameters. Final proposed solution.	Допълнителни параметри		Další parametry. Navrhované konečné řešení.	Weitere Parameter. Ausgewählter Alternativvorschlag.	Parámetros adicionales. Propuesta definitiva.	Paramètres supplémentaires. Solution finale proposée.	Parametri aggiuntivi. Soluzione finale proposta.	Parametry dodatkowe. Ostatecznie zaproponowane rozwiązanie.	Dodatni parametri. Končni predlagani ukrep.	Ďalšie parametre. Navrhované konečné riešenie.
				Parameter	Parameter	Параметър		Parametr	Parameter	Parámetro	Paramètre	Parametro	Parametr	Parameter	Parameter
Parameter					Units		Data					Units	Units	Единици		Jednotky	Einheiten	Unidades	Unités	Unità	Jednostki	Enote	Jednotky
				Data	Data	Данни		Údaje	Daten	Datos	Données	Dati	Dane	Podatki	Údaje
				0
				0
Contribution to total annual heat supply					MWh		0					Contribution to total annual heat supply	Contribution to total annual heat supply	Принос към общото годишно топлоснабдяване		Podíl na celkové dodávce tepla	Beitrag zu Jahresgesamtwärmeversorgung	Contribución al suministro total anual de calor	Contribution à la fourniture de chaleur annuelle totale	Contributo alla fornitura annua totale di calore	Wkład w łączne roczne zaopatrzenie w ciepło	Prispevek k celotni letni dobavni toploti	Podiel na celkovéej ročnej dodávke tepla
				Relative contribution to total annual heat supply	Relative contribution to total annual heat supply	Относителен принос към общото годишно топлоснабдяване		Relativní podíl na celkové roční dodávce tepla	Relativer Beitrag zu Jahresgesamtwärmeversorgung	Contribución relativa al suministro total anual de calor	Contribution relative à l'alimentation en chaleur annuelle totale	Contributo relativo alla fornitura totale annua di calore	Względny wkład w łączne roczne zaopatrzenie w ciepło	Relativni prispevek k celotni letni dobavni toploti	Relatívny podiel na celkovej ročnej dodávke tepla
Relative contribution to total annual heat supply					%		0,00					Heat supplied to pipe/duct	Heat supplied to pipe/duct	Енeргия доставена на тръба/канал		Teplo předávané do potrubí/vedení	Dem Rohr/Leitung zugeführte Wärme	Calor suministrado a la tubería/conducto	Chaleur fournie au tuyau/conduit	Calore fornito alla tubatura/condotto	Ciepło dostarczane do rury/kanału	Dobavna toplota v cevje /vodi	Teplo dodávané do potrubia / vedenia
				0
Heat supplied to pipe/duct					-		0					0
				0

Table 5.1.4.1c. Economic parameters. Final proposed solution.					Economic parameters. Final proposed solution.	Economic parameters. Final proposed solution.	Economic parameters. Final proposed solution.	Economic parameters. Final proposed solution.	Economic parameters. Final proposed solution.	Wirtchaftlichkeitsparameter. Ausgewählter Alternativvorschlag.	Parámetros económicos. Propuesta definitiva.	Economic parameters. Final proposed solution.	Parametri economici. Alternativa selezionata.	Economic parameters. Final proposed solution.	Economic parameters. Final proposed solution.	Ekonomické parametre. Konečný návrh riešenia.
Parameter					Units		Data					0
				0
				0
Turn-key price					€					Turn-key price	Turn-key price	Turn-key price	Turn-key price	Turn-key price	Preis schlüsselfertig	Precio llave en mano	Turn-key price	Prezzo chiavi in mano	Turn-key price	Turn-key price	Cena na kľúč
Annual operational and maintenance fixed costs					€					Annual operational and maintenance fixed costs	Annual operational and maintenance fixed costs	Annual operational and maintenance fixed costs	Annual operational and maintenance fixed costs	Annual operational and maintenance fixed costs	Järliche Betriebs-und Wartungskosten (fix)	Costes fijos anuales de operación y mantenimiento	Annual operational and maintenance fixed costs	Costi operativi e di mantenimento annuali fissi	Annual operational and maintenance fixed costs	Annual operational and maintenance fixed costs	Fixné ročné náklady na prevádzku a údržbu
Annual operation and maintenance variable costs dependant on usage					€/MWh					Annual operation and maintenance variable costs dependant on usage	Annual operation and maintenance variable costs dependant on usage	Annual operation and maintenance variable costs dependant on usage	Annual operation and maintenance variable costs dependant on usage	Annual operation and maintenance variable costs dependant on usage	Järliche Betriebs-und Wartungskosten (variabel, abh. von Nutzung)	Costes variables anuales de operación y mantenimiento dependientes del uso	Annual operation and maintenance variable costs dependant on usage	Costi operativi e di mantenimento annuali variabili dipendenti dal grado di utilizzazione	Annual operation and maintenance variable costs dependant on usage	Annual operation and maintenance variable costs dependant on usage	Ročné variabilné náklady na prevádzku a údržbu v závislosti od spôsobu použitia
				0
				0

## 514_2
company, city, country
5.1.4	Description of the proposed equipment

In the following the technical data of the equipment used in the final proposed solution is given.

Table 5.1.4.2a. Technical data of the equipment. Final proposed solution.

Parameter					Units		Technical data

Type of equipment					-
Manufacturer					-
Model					-
Nominal power (heat or cold output)					kW
Fuel type					-
Fuel consumption (nominal)					kg/h
Electricity power input					kW
Electrical power generated (CHP)					kW
Electrical conversion efficiency (CHP)					-
Refrigerant (Heat pumps and Chillers)					-

Table 5.1.4.2b. Additional parameters. Final proposed solution.

Parameter					Units		Data

Contribution to total annual heat supply					MWh		0

Relative contribution to total annual heat supply					%		0,00

Heat supplied to pipe/duct					-		0

Table 5.1.4.2c. Economic parameters. Final proposed solution.
Parameter					Units		Data

Turn-key price					€
Annual operational and maintenance fixed costs					€
Annual operation and maintenance variable costs dependant on usage					€/MWh

## 514_3
company, city, country
5.1.4	Description of the proposed equipment

In the following the technical data of the equipment used in the final proposed solution is given.

Table 5.1.4.3a. Technical data of the equipment. Final proposed solution.

Parameter					Units		Technical data

Type of equipment					-
Manufacturer					-
Model					-
Nominal power (heat or cold output)					kW
Fuel type					-
Fuel consumption (nominal)					kg/h
Electricity power input					kW
Electrical power generated (CHP)					kW
Electrical conversion efficiency (CHP)					-
Refrigerant (Heat pumps and Chillers)					-

Table 5.1.4.3b. Additional parameters. Final proposed solution.

Parameter					Units		Data

Contribution to total annual heat supply					MWh		0

Relative contribution to total annual heat supply					%		0,00

Heat supplied to pipe/duct					-		0

Table 5.1.4.3c. Economic parameters. Final proposed solution.
Parameter					Units		Data

Turn-key price					€
Annual operational and maintenance fixed costs					€
Annual operation and maintenance variable costs dependant on usage					€/MWh

## 514_4
company, city, country
5.1.4	Description of the proposed equipment

In the following the technical data of the equipment used in the final proposed solution is given.

Table 5.1.4.4a. Technical data of the equipment. Final proposed solution.

Parameter					Units		Technical data

Type of equipment					-
Manufacturer					-
Model					-
Nominal power (heat or cold output)					kW
Fuel type					-
Fuel consumption (nominal)					kg/h
Electricity power input					kW
Electrical power generated (CHP)					kW
Electrical conversion efficiency (CHP)					-
Refrigerant (Heat pumps and Chillers)					-

Table 5.1.4.4b. Additional parameters. Final proposed solution.

Parameter					Units		Data

Contribution to total annual heat supply					MWh		0

Relative contribution to total annual heat supply					%		0,00

Heat supplied to pipe/duct					-		0

Table 5.1.4.4c. Economic parameters. Final proposed solution.
Parameter					Units		Data

Turn-key price					€
Annual operational and maintenance fixed costs					€
Annual operation and maintenance variable costs dependant on usage					€/MWh

## 514_5
company, city, country
5.1.4	Description of the proposed equipment

In the following the technical data of the equipment used in the final proposed solution is given.

Table 5.1.4.5a. Technical data of the equipment. Final proposed solution.

Parameter					Units		Technical data

Type of equipment					-
Manufacturer					-
Model					-
Nominal power (heat or cold output)					kW
Fuel type					-
Fuel consumption (nominal)					kg/h
Electricity power input					kW
Electrical power generated (CHP)					kW
Electrical conversion efficiency (CHP)					-
Refrigerant (Heat pumps and Chillers)					-

Table 5.1.4.5b. Additional parameters. Final proposed solution.

Parameter					Units		Data

Contribution to total annual heat supply					MWh		0

Relative contribution to total annual heat supply					%		0,00

Heat supplied to pipe/duct					-		0

Table 5.1.4.5c. Economic parameters. Final proposed solution.
Parameter					Units		Data

Turn-key price					€
Annual operational and maintenance fixed costs					€
Annual operation and maintenance variable costs dependant on usage					€/MWh

## 514_6
company, city, country
5.1.4	Description of the proposed equipment

In the following the technical data of the equipment used in the final proposed solution is given.

Table 5.1.4.6a. Technical data of the equipment. Final proposed solution.

Parameter					Units		Technical data

Type of equipment					-
Manufacturer					-
Model					-
Nominal power (heat or cold output)					kW
Fuel type					-
Fuel consumption (nominal)					kg/h
Electricity power input					kW
Electrical power generated (CHP)					kW
Electrical conversion efficiency (CHP)					-
Refrigerant (Heat pumps and Chillers)					-

Table 5.1.4.6b. Additional parameters. Final proposed solution.

Parameter					Units		Data

Contribution to total annual heat supply					MWh		0

Relative contribution to total annual heat supply					%		0,00

Heat supplied to pipe/duct					-		0

Table 5.1.4.6c. Economic parameters. Final proposed solution.
Parameter					Units		Data

Turn-key price					€
Annual operational and maintenance fixed costs					€
Annual operation and maintenance variable costs dependant on usage					€/MWh

## 514_7
company, city, country
5.1.4	Description of the proposed equipment

In the following the technical data of the equipment used in the final proposed solution is given.

Table 5.1.4.7a. Technical data of the equipment. Final proposed solution.

Parameter					Units		Technical data

Type of equipment					-
Manufacturer					-
Model					-
Nominal power (heat or cold output)					kW
Fuel type					-
Fuel consumption (nominal)					kg/h
Electricity power input					kW
Electrical power generated (CHP)					kW
Electrical conversion efficiency (CHP)					-
Refrigerant (Heat pumps and Chillers)					-

Table 5.1.4.7b. Additional parameters. Final proposed solution.

Parameter					Units		Data

Contribution to total annual heat supply					MWh		0

Relative contribution to total annual heat supply					%		0,00

Heat supplied to pipe/duct					-		0

Table 5.1.4.7c. Economic parameters. Final proposed solution.
Parameter					Units		Data

Turn-key price					€
Annual operational and maintenance fixed costs					€
Annual operation and maintenance variable costs dependant on usage					€/MWh

## 514_8
company, city, country
5.1.4	Description of the proposed equipment

In the following the technical data of the equipment used in the final proposed solution is given.

Table 5.1.4.8a. Technical data of the equipment. Final proposed solution.

Parameter					Units		Technical data

Type of equipment					-
Manufacturer					-
Model					-
Nominal power (heat or cold output)					kW
Fuel type					-
Fuel consumption (nominal)					kg/h
Electricity power input					kW
Electrical power generated (CHP)					kW
Electrical conversion efficiency (CHP)					-
Refrigerant (Heat pumps and Chillers)					-

Table 5.1.4.8b. Additional parameters. Final proposed solution.

Parameter					Units		Data

Contribution to total annual heat supply					MWh		0

Relative contribution to total annual heat supply					%		0,00

Heat supplied to pipe/duct					-		0

Table 5.1.4.8c. Economic parameters. Final proposed solution.
Parameter					Units		Data

Turn-key price					€
Annual operational and maintenance fixed costs					€
Annual operation and maintenance variable costs dependant on usage					€/MWh

## 514_9
company, city, country
5.1.4	Description of the proposed equipment

In the following the technical data of the equipment used in the final proposed solution is given.

Table 5.1.4.9a. Technical data of the equipment. Final proposed solution.

Parameter					Units		Technical data

Type of equipment					-
Manufacturer					-
Model					-
Nominal power (heat or cold output)					kW
Fuel type					-
Fuel consumption (nominal)					kg/h
Electricity power input					kW
Electrical power generated (CHP)					kW
Electrical conversion efficiency (CHP)					-
Refrigerant (Heat pumps and Chillers)					-

Table 5.1.4.9b. Additional parameters. Final proposed solution.

Parameter					Units		Data

Contribution to total annual heat supply					MWh		0

Relative contribution to total annual heat supply					%		0,00

Heat supplied to pipe/duct					-		0

Table 5.1.4.9c. Economic parameters. Final proposed solution.
Parameter					Units		Data

Turn-key price					€
Annual operational and maintenance fixed costs					€
Annual operation and maintenance variable costs dependant on usage					€/MWh

## 514_10
company, city, country
5.1.4	Description of the proposed equipment

In the following the technical data of the equipment used in the final proposed solution is given.

Table 5.1.4.10a. Technical data of the equipment. Final proposed solution.

Parameter					Units		Technical data

Type of equipment					-
Manufacturer					-
Model					-
Nominal power (heat or cold output)					kW
Fuel type					-
Fuel consumption (nominal)					kg/h
Electricity power input					kW
Electrical power generated (CHP)					kW
Electrical conversion efficiency (CHP)					-
Refrigerant (Heat pumps and Chillers)					-

Table 5.1.4.10b. Additional parameters. Final proposed solution.

Parameter					Units		Data

Contribution to total annual heat supply					MWh		0

Relative contribution to total annual heat supply					%		0,00

Heat supplied to pipe/duct					-		0

Table 5.1.4.10c. Economic parameters. Final proposed solution.
Parameter					Units		Data

Turn-key price					€
Annual operational and maintenance fixed costs					€
Annual operation and maintenance variable costs dependant on usage					€/MWh

## 515
company, city, country					EN	EN	BG	CAT	CZ	DE	ES	FR	IT	PL	SI	SK
5.1.5	Conceptual scheme of the system					Conceptual scheme of the system	Conceptual scheme of the system	Концептуална схема на системата		Koncepční schéma systému	Systemschema	Esquema conceptual del sistema	Schéma conceptuel du système	Schema concettuale del sistema	Schemat konceptualny systemu	Konceptualna shema sistema	Koncepčná schéma systému
				0
				0
				0
				0
				0
				0
				0
				0
				0
				0
				0
				0
				0
				0
				0
				0
				0
				0
				0
				0
				0
				0
				0
				0
				0
				0
				0
				0
				0
				0
				0
				0
				0
				0
				0
				0
				0
				0
				0
				0
				0
				0

## 52
	company, city, country					EN	EN	BG	CAT	CZ	DE	ES	FR	IT	PL	SI	SK
	5.2	Economical and financial analysis					Economical and financial analysis	Economical and financial analysis	Икономически и финансов анализ		Ekonomická a finanční analýza	Wirtschaftlichkeits- und Finanzanalyse	Análisis económico y financiero	Analyse financière et économique	Analisi economica e finanziaria	Analiza ekonomiczno-finansowa	Ekonomska in finančna analiza	Ekonomická a finančná analýza

	The alternative Alternative 1 is suggested for the investment consideration according to the NPV analysis/user's choice.					The alternative	The alternative	Алтернативата ---- е предложена за инвестиоционно разглеждане според анализа на текущата нетна стойност/ потребителски избор.		Na základě analýzy NPV/volby uživatele je doporučeno zvážit investici do alternativy	Die Alternative	Se propone la alternativa	L'alternative	Si propone l'alternativa	Na podstawie analizy NPV/wyboru użytkownika zasugerowano, by uwzględnić w inwestycji możliwość	Alternativo	Na základě analýzy NPV/volby uživatele je doporučeno zvážit investici do alternativy
	The main economical results of the selected alternative are listed below.					is suggested for the investment consideration according to the NPV analysis/user's choice.	is suggested for the investment consideration according to the NPV analysis/user's choice.			.	wird aufgrund der NPV-Analyse/der Wahl des Nutzers für die Investitionsbewertung vorgeschlagen.	para estudiar la inversión correspondiente de acuerdo con el análisis del NPV o la decisión del usuario.	est suggéré pour la prise en compte des investissements en fonction de la l'analyse VAN et du choix de l'utilisateur.	per una valutazione dell'investimento, in base all'analisi VAN/alla scelta dell'utente	.	za nadaljno oceno glede na NPV je predlagal uporabnik.	je navrhnuté pre investičné úvahy podľa analýzy NPV / užívateľskej voľby.
				The main economical results of the selected alternative are listed below.	The main economical results of the selected alternative are listed below.	По долу е показана икономическата оценка на различните алтернативи		Následuje přehled skóre ekonomických parametrů alternativy.	In der Folge werden die wichtigsten Wirtschaftlichkeitsdaten der Alternative angegeben.	A continuación se ofrece una lista con los datos económicos de la alternativa	Ci-dessous, les informations du score économique de l'alternative sont listées	Si elencano a seguire le informazioni economiche relative all'alternativa proposta	W tej części zawarto informacje ekonomiczne możliwości wyboru	V nadaljevanju podajamo povzetek rezultatov ekonomske analize	Nasleduje prehľad ekonomických výsledkov vybranej alternatívy.
	Investment costs					Alternative Proposal					Investment costs	Investment costs	Инвестиционни разходи	Investment costs	Investment costs	Investitionskosten	Costes de inversión	Coût des investissements	Costo di investimento	Investment costs	Investment costs	Investičné náklady
	1.	Total investment				€	xxxx					Total investment	Total investment	Обща инвестиция		Celková investice	Gesamtinvestition	Inversión total	Investissement total	Investimento totale	Łączna inwestycja	Celotna naložba	Celková investícia
	2.	Possible fundings				€	xxxx					Possible fundings	Possible fundings	Възможни финансирания		Možné financování	Mögliche Fördergelder	Posible financiación	Financements possibles	Possibili finanziamenti	Potencjalne źródła finansowania	Možnosti sofinanciranja	Možné financovanie
	3.	Possible revenue from the sale of replaced equipment				€	xxxx					Possible revenue from the sale of replaced equipment	Possible revenue from the sale of replaced equipment	Възможни приходи от продажбата на заменено оборудавне		Možný příjem z prodeje nahrazovaných zařízení	Mögliche Erlöse aus dem Verkauf der ersetzten Geräte	Posibles ingresos de la venta de los equipos sustituidos	Revenus possibles de la vente des équipements remplacés	Entrate eventuali dalla vendita dell'impianto sostituito	Potencjalny przychód ze sprzedaży wymienionego sprzętu	Možni prihodki prodaje rabljene opreme	Možný príjem z predaja nahrazovaných zariadení
	4.	Annuity				€/a	xxxx					Annuity	Annuity	Анюитет		Anuita	Annuität	Amortización anual	Annuité	Quota ammortamento/deprezzamento investimento	Rata roczna	Anuiteta	Anuita
				%	#VALUE!

	Energy cost					Alternative Proposal			Present State			Savings					Total energy cost	Total energy cost	Общо енергийни разходи		Celkové náklady na energii	Gesamtenergiekosten	Coste energético total	Coût total de l'énergie	Costo totale dell'energia	Łączny koszt energii	Celotni stroški energije	Celkové náklady na energiu
	5.	Total energy cost				€/a	xxxx			0			-					Energy cost	Energy cost	Енергийни разходи	Energy cost	Energy cost	Energiekosten	Coste energético	Coût de l'énergie	Costo dell'energia	Energy cost	Energy cost	Náklady na energiu
		Fuels				€/a					-					Fuels	Fuels	Горива	Fuels	Fuels	Brennstoffe	Combustibles	Carburants	Combustibili	Fuels	Fuels	Palivá
		Electricity				€/a					-					Electricity	Electricity	Електричество	Electricity	Electricity	Strom	Electricidad	Électricité	Elettricità	Electricity	Electricity	Elektreická energia
		Revenues feed-in Tariff (*)				€/a	xxxx					-					Revenues feed-in Tariff (*)	Revenues feed-in Tariff (*)	Преференциални цени (*)	Feed-in Tariff (*)	Feed-in Tariff (*)	Einspeisevergütung (*)	Tarifa feed-in (*)	Tarif de rachat (*)	Feed-in Tariff (*)	Feed-in Tariff (*)	Feed-in Tariff (*)	Výkupná cena (*)
	#VALUE!					(*) Feed-in tariff:	(*) Feed-in tariff:	(*) Преференциални цени :	(*) Feed-in tariff:	(*) Feed-in tariff:	(*) Tarif Einspeisevergütung:	(*) Tarifa feed-in	(*) Tarif de rachat:	(*) Feed-in tariff:	(*) Feed-in tariff:	(*) Feed-in tariff:	(*) Výkupná cena:

	Operation and maintenance costs					Alternative Proposal			Present State			Savings					Operation and maintenance costs	Operation and maintenance costs	Операционни разходи и разходи по поддръжката	Operation and maintenance costs	Operation and maintenance costs	Betriebs- und Wartungskosten	Costes de operación y mantenimiento	Coûts opérationnels et coûts de maintenance	Costi di gestione e manutenzione	Operation and maintenance costs	Operation and maintenance costs	Náklady na prevádzku a údržbu
	6.	Total operating cost				€/a	xxxx			0			-					Total operating cost	Total operating cost	Общо операционни разходи		Celkové náklady na provoz	Gesamtbetriebskosten	Coste total de explotación	Coût total d'exploitation	Costi di gestione totali	Łączny koszt eksploatacji	Celotni obratovalni stroški	Celkové náklady na prevádzku
		Equipment and other (*)				€/a	#VALUE!			0			-					Equipment and other (*)	Equipment and other (*)	Оборудване и други (*)	Equipment and other (*)	Equipment and other (*)	Anlagen und Sonstiges (*)	Equipos y otros (*)	Équipement et autres (*)	Impianti de altro (*)	Equipment and other (*)	Equipment and other (*)	Zariadenia a iné (*)
		Cooling water				€/a					-					Cooling water	Cooling water	Вода за охлаждане	Cooling water	Cooling water	Kühlwasser	Agua de enfriamiento	Liquide de refroidissement	Acqua per raffreddamento	Cooling water	Cooling water	Chladiaca voda
	(*) without considering existing equipment					(*) without considering existing equipment	(*) without considering existing equipment	(*) без да се взема предвид съществуващото оборудване	(*) without considering existing equipment	(*) without considering existing equipment	(*) ohne Berücksichtigung der bereits existierenden Anlagen	(*) sin considerar los equipos existentes	(*) compte non-tenu de l'équipement existant	(*) esclusi gli impianti esistenti	(*) without considering existing equipment	(*) without considering existing equipment	(*) bez ohľadu na existujúce zariadenia

	Other costs					Alternative Proposal					Other costs	Other costs	Други разходи	Other costs	Other costs	Sonstige Kosten	Otros costes	Autres coûts	Altri costi	Other costs	Other costs	Iné náklady
	7.	Contingencies					0					Contingencies	Contingencies	Непредвидени разходи		Rezerva na nečekané výdaje	Eventualposten	Contingencias	Imprévus	Sopravvenienze	Nieprzewidziane wypadki	Nepredvideni stroški	Rezerva na neočakávané výdaje
				[€/a]		Benefit cost ratio					Type of contingency	Type of contingency	Вид непредвидени разходи		Typ nečekaného výdaje	Art des Eventualpostens	Tipo de contingencia	type d'imprévus	Tipo di sopravvenienza	Rodzaj nieprzewidzianego wypadku	Vrsta nepredvidenih stroškov	Typ nečekaného výdaje
				[€/a]		Benefit cost ratio					from the year	from the year	от годината		z roku	aus dem Jahr	desde el año	à partir de l'année	dall'anno	z roku	iz leta	z roku
	8.	Non re-occurring costs					0					Non re-occurring costs	Non re-occurring costs	Еднократни разходи		Jednorázové náklady	Einmalkosten	Costes no recurrentes	Coûts non récurrents	Costi non ricorrenti	Koszty niejednokrotne	Dodatni stroški	Jednorázové náklady
				[€]		Alternative Proposal					Type of non re-occurring cost	Type of non re-occurring cost	Вид еднократни разходи		Typ jednorázového nákladu	Art von Einmalkosten	Tipo de coste no recurrente	Type de coûts on récurrents	Tipo di costo non ricorrente	Rodzaj kosztów niejednokrotnych	Vrsta dodatnih stroškov	Typ jednorázového nákladu
				[€]		Alternative Proposal					at the year	at the year	в годината		v roce	im Jahr	en el año	à l'année	nell'anno	w roku	v letu	v roce

	Results: Microeconomic analysis					Alternative Proposal					Results: Microeconomic analysis	Results: Microeconomic analysis	Резултати: Микроикономически анализ	Results: Microeconomic analysis	Results: Microeconomic analysis	Ergebnis: Betriebswirtschaftliche Analyse	Resultados: análisis microeconómico	Résultats: Analyse micro-économique	Risultati: analisi microeconomica	Results: Microeconomic analysis	Results: Microeconomic analysis	Výsledky: Mikroekonomická analýza
	9.	Net present value (NPV) after 15 years				€	xxxx					Net present value (NPV) after 15 years	Net present value (NPV) after 15 years	Текуща нетна стойност след 15 години	Net present value (NPV) after 15 years	Net present value (NPV) after 15 years	Netto-Zeitwert (NPV) nach 15 Jahren	Valor actual neto (VAN) después de 15 años	Valeur actuelle nette (VAN) après 15 ans	Valore Attuale Netto (VAN) dopo 15 anni	Net present value (NPV) after 15 years	Net present value (NPV) after 15 years	Čistá súčasná hodnota (NPV) po 15 rokoch
	10.	Modified internal rate of return (MIRR)				%	xxxx					Modified internal rate of return (MIRR)	Modified internal rate of return (MIRR)	Модифицирана вътрешна норма на възвръщаемост (MIRR)	Modified internal rate of return (MIRR)	Modified internal rate of return (MIRR)	Modifizierte interne Rückflussrate (MIRR)	Tasa interna de retorno modificado (TIRR)	Taux modifié de rentabilité des paiements (TMRP)	Tasso di rendimento interno modificato (TIR Modificato)	Modified internal rate of return (MIRR)	Modified internal rate of return (MIRR)	Upravená vnútorná miera výnosnosti (MIRR)
	11.	Pay back period				a	xxxx					Pay back period	Pay back period	Период на изплащане		Doba návratnosti	Amortisationszeit	Plazo de recuperación de la inversión	Délai de récupération	Periodo di recupero dell'investimento	Okres zwrotu inwestycji	Vračilo obdobje	Doba návratnosti
	12.	Benefit cost ratio				-	xxxx					Benefit cost ratio	Benefit cost ratio	Съотножение м/у приходи и разходи		Poměr přínosů k nákladům	Kosten-Nutzen-Verhältnis	Relación coste-beneficio	Rapport coût-bénéfice	Rapporto costi-benefici	Wskaźnik korzyści - koszty	Razmerje koristi in stroškov	Pomer prínosu k nákladom
				0
	Results: Macroeconomic analysis					Alternative Proposal					Results: Macroeconomic analysis	Results: Macroeconomic analysis	Резултати: Макроикономически анализ	Results: Macroeconomic analysis	Results: Macroeconomic analysis	Ergebnis: Volkswirtschaftliche Analyse	Resultados: análisis macroeconómico	Résultats: Analyse macro-économique	Risultati: analisi macroeconomica	Results: Macroeconomic analysis	Results: Macroeconomic analysis	Výsledky: Makroekonomická analýza
	13.	Investment cost per unit of yearly saved primary energy				€/MWh	#VALUE!					Investment cost per unit of yearly saved primary energy	Investment cost per unit of yearly saved primary energy	Инвестиционни разходи за единица годишно спестена първична енергия	Investment cost per unit of yearly saved primary energy	Investment cost per unit of yearly saved primary energy	Investitionskosten pro Einheit jährlich eingesparter Primärenergie	Coste de inversión por unidad de energía primaria ahorrada en un año	Coût d'investissement par unité d'énergie primaire économisée annuellement	Costo di investimento per unità di energia primaria risparmiata annualmente	Investment cost per unit of yearly saved primary energy	Investment cost per unit of yearly saved primary energy	Investičné náklady na jednotku ročnej ulošetrenej primárnej energie
	14.	Additional cost per unit of yearly saved primary energy (*)				€/MWh	#VALUE!					Additional cost per unit of yearly saved primary energy (*)	Additional cost per unit of yearly saved primary energy (*)	Допълнителни разходи за единица годишно спестена първична енергия (*)	Additional cost per unit of yearly saved primary energy (*)	Additional cost per unit of yearly saved primary energy (*)	Zusätzliche Kosten pro Einheit jährlicheingesparter Primärenergie (*)	Coste adicional por unidad de energía primaria ahorrada en un año	Coût additionnel par unité d'énergie primaire économisée annuellement	Costo aggiuntivo per unità di energia primaria risparmiata annualmente (*)	Additional cost per unit of yearly saved primary energy (*)	Additional cost per unit of yearly saved primary energy (*)	Dodatočné náklady na jednotku ročnej ušetrenej primárnej energie (*)
	(*) negative additional costs indicate that there are both energy and cost savings					(*) negative additional costs indicate that there are both energy and cost savings	(*) negative additional costs indicate that there are both energy and cost savings	(*) отрицателни допълнителни разходи означават, че има спестени средства от енергия и разходи	(*) negative additional costs indicate that there are both energy and cost savings	(*) negative additional costs indicate that there are both energy and cost savings	(*) negative zusätzliche Kosten bedeuten, dass sowohl Energie- als auch Kostenersparnis vorliegt	º	(*) les coûts additionnels négatifs indiquent qu'il y a à la fois une économie d'énergie et de coût	(*) un valore negativo di questo parametro indica un risparmio energetico de economico	(*) negative additional costs indicate that there are both energy and cost savings	(*) negative additional costs indicate that there are both energy and cost savings	(*) záporné dodatočné náklady znamenajú, že sú tam úspory energie aj nákladov
				0
				Alternative Proposal	Alternative Proposal	Алтернативно предложение	Alternative Proposal	Alternative Proposal	Alternativvorschlag	Alternativa propuesta	Proposition alternative	Proposta alternativa	Alternative Proposal	Alternative Proposal	Alternatívny návrh
				Present State	Present State	Текущо състояние	Present State	Present State	Ist-Zustand	Estado actual	État actuel	Stato attuale	Present State	Present State	Súčasný stav
KEY_TCA					Savings	Savings	Savings	Savings	Savings	Einsparung	Savings	Économies	Risparmi	Savings	Savings	Savings
Total investment					xxxx
Possible fundings					xxxx
Possible revenue from the sale of replaced equipment					xxxx
Annuity					xxxx
	percent				xxxx
Total energy cost					xxxx
Total operating cost					xxxx
Type of contingency					Type of contingency
				xxxx
	from year				xxxx
Type of contingency					Type of contingency
				xxxx
	from year				xxxx
Type of contingency					Type of contingency
				xxxx
	from year				xxxx
Type of contingency					Type of contingency
				xxxx
	from year				xxxx
Type of contingency					Type of contingency
				xxxx
	from year				xxxx
Type of non re-occurring cost					Type of non re-occurring cost
				xxxx
	at the year				xxxx
Type of non re-occurring cost					Type of non re-occurring cost
				xxxx
	at the year				xxxx
Type of non re-occurring cost					Type of non re-occurring cost
				xxxx
	at the year				xxxx
Type of non re-occurring cost					Type of non re-occurring cost
				xxxx
	at the year				xxxx
Type of non re-occurring cost					Type of non re-occurring cost
				xxxx
	at the year				xxxx
NPV					xxxx
MIRR					xxxx
Pay back period					xxxx
Benefit cost ratio					xxxx
Revenues feed in in €/a					xxxx
Feed in Tariff in €/kWh					xxxx
Add Cost / saved unit of PE in E/kWh					xxxx

## 53
company, city, country					EN	EN	BG	CAT	CZ	DE	ES	FR	IT	PL	SI	SK
5.3	Next steps and requirements for further analysis					Next steps and requirements for further analysis	Next steps and requirements for further analysis	Следващи стъпки и изисквания за по-нататъшен анализ		Další kroky a požadavky na další analýu	Nächste Schritte und weiterer Untersuchungsbedarf	Próximos pasos y requisitos para ampliar el análisis	Étapes suivantes et exigences pour une analyse ultérieure	Passi successivi e requisiti per approfondire l'analisi	Kolejne kroki i wymogi do dalszej analizy	Zahteve za nadaljne analize	Ďalšie kroky a požiadavky na ďalšiu analýzu

Here the necessary next steps and requirements for realization of the final proposed solution are given.					Here the necessary next steps and requirements for realization of the final proposed solution are given.	Here the necessary next steps and requirements for realization of the final proposed solution are given.	Тук са дадени необходимите следващи стъпки и изисквания за реализацията на окончателно предложеното решение.		Zde jsou uvedeny potřebné další kroky a požadavky na realizaci navrhovaného konečného řešení.	Es folgen Angaben über die nächsten Schritte und die Erfordernisse für die Umsetzung des ausgewählten Alternativvorschlags.	Aquí se exponen los pasos y requisitos necesarios para llevar a cabo la propuesta definitiva.	Ci-dessous sont reprises les prochaines étapes nécessaires et les exigences pour la réalisation de la solution finale proposée.	A seguire si riportano i passi successivi necessari e i requisiti per realizzare la soluzione finale proposta.	Tutaj przedstawiono kolejne kroki i wymogi konieczne do realizacji ostatecznie zaproponowanego rozwiązania.	Naštevamoo potrebne korake in zahteve za končno izvedbo predlaganih ukrepov.	Tu sú uvedené potrebné ďalšie kroky a požiadavky na realizáciu konečného navrhovaného riešenia.
				Table	Table			Tabulka	Tabelle	Tabla	Tableau	Tabella	Tabela	Preglednica	Tabuľka
Table 5.3.1. Next steps and requirements					Next steps and requirements	Next steps and requirements	Таблица 5.3. Следващи стъпки и изисквания		Další kroky a požadavky	Nächste Schritte und Erfordernisse	Próximos pasos y requisitos	Étapes suivantes et exigences	Passi successivi e requisiti	Kolejne kroki i wymogi	Zahteve za nadaljne analize.	Ďalšie kroky a požiadavky
				0
Item					Description					Item	Item	Артикул		Položka	Posten	Concepto	Article	Voce	Pozycja	Predmet	Položka
				Description	Description	Описание		Popis	Beschreibung	Descripción	Description	Descrizione	Opis	Opis	Popis
				0
FILL IN MANUALLY !!!					0
				0
				0
				0
				0
				0
				0
				0
				0
				0
				0

Table 5.3.2. Possible additional steps and recommendations					Possible additional steps and recommendations	Possible additional steps and recommendations	Possible additional steps and recommendations	Possible additional steps and recommendations	Possible additional steps and recommendations	Mögliche weitere Schritte und Empfehlungen	Posibles pasos adicionales y recomendaciones	Possible additional steps and recommendations	Passi successivi e ulteriori raccomandazioni	Possible additional steps and recommendations	Possible additional steps and recommendations	Možné ďalšie kroky a odporúčania

Item					Description					0

FILL IN MANUALLY !!!					0
				0
				0
				0
				0
				0
				0
				0
				0
				0
				0
				0
				0
				0
				0
				0
				0
				0
				0

## Chap6
company, city, country					EN	EN	BG	CAT	CZ	DE	ES	FR	IT	PL	SI	SK
Chapter 6		Energy consumption in the final solution proposed					Chapter 6	Chapter 6	Глава 6		Kapitola 6	Kapitel 6	Capítulo 6	Chapitre 6	Capitolo 6	Rozdział 6	Poglavje 6	Kapitola 6
				0
				0
Energy consumption in the final solution proposed					0
				0
6.1	Fuel and electricity consumption					Fuel and electricity consumption	Fuel and electricity consumption	Консумация на гориво и електричество		Spotřeba paliva a elektřiny	Brennstoff- und Stromverbrauch	Consumo de combustibles y electricidad	Consommation de combustible et d'électricité	Consumo di combustibile e elettricità	Zużycie paliwa i energii elektrycznej	Raba goriv in električne energije	Spotreba paliva a elektrickej energie
				0
	6.1.1	Primary energy consumption					Primary energy consumption	Primary energy consumption	Консумация на първична енергия		Spotřeba primárních energií	Primärenergieverbrauch	Consumo de energía primaria		Consumo di energia primaria	Pierwotne zużycie energii	Raba primarne energije	Spotreba primárnej energie
	6.1.2	Total final energy consumption (FEC) and final energy for thermal use (FET)					Total final energy consumption (FEC) and final energy for thermal use (FET)	Total final energy consumption (FEC) and final energy for thermal use (FET)	Крайно енергопотребление(FEC) и крайно енергопотребление за топлинни нужди (FET)		Celková konečná spotřeba energií (FEC) a konečná spotřeba energie pro výrobu tepla (FET)	Gesamtverbrauch an Endenergie(FEC) und Endenergie für thermisch Zwecke (FET)	Consumo total de energía final (FEC) y energía final para usos térmicos (FET)		Consumo totale di energia finale (FEC) e energia finale per usi termici (FET)	Łączne ostateczne zużycie energii (FEC) i ostateczne zużycie energii dla celów cieplnych (FET)	Celotna raba končne energije (FEC) in poraba končne energije za gretje (FET)	Celková konečná spotreba energií (FEC) a konečná spotreba energie pre tepelne využitie (FET)
	6.1.3	Final energy consumption for thermal use (FET) by equipment					Final energy consumption for thermal use (FET) by equipment	Final energy consumption for thermal use (FET) by equipment	Крайно енергопотребление за топлинни нужди по оборудване(FET)		Konečná spotřeba energie pro výrobu tepla (FET) podle jednotlivých zařízení	Verbrauch an Endenergie für thermische Zwecke (FET) nach Anlage	Consumo energético final para usos térmicos (FET) por equipo		Consumo di energia finale per usi termici (FET) per impianto	Ostateczne zużycie energii dla celów cieplnych (FET) przez sprzęt	Raba končne energije za gretje (FET) iz opreme	Konečná spotreba energie pre tepelné využitie (FET) podľa jednotlivých zariadení
				0
6.2	Heat and cold supply					Heat and cold supply	Heat and cold supply	Tоплоснабдяване и охлаждане		Dodávky tepla a chladu	Wärme- und Kälteversorgung	Suministro de calor y frío	Alimentation en chaleur et en froid	Fornitura di calore e freddo	Zaopatrzenie w ciepło i zimno	Dobava toplote in hladu	Dodávky tepla a chladenia
				0
	6.2.1	Total yearly supply heat and cooling by equipment					Total yearly supply heat by equipment	Total yearly supply heat by equipment	Крайно годишно топлоснабдяване и охлажданепо оборудване		Celkové ruční dodávky tepla podle jednotlivých zařízení	Gesamte Jahresversorgung nach Anlage	Suministro anual total de calor por equipo		Fornitura totale annua di calore per impianto	Łączne roczne zaopatrzenie w ciepło wg sprzętu	Celotna letna dobava toplote iz opreme	Celková ročná dodávka tepla a chladenia podľa jednotlivých zariadení
	6.2.2	Supply heat and cooling by temperature levels and annual operating hours					Supply heat by temperature levels and annual operating hours	Supply heat by temperature levels and annual operating hours	Доставяне на топлинна и охладителна енергия по температурни нива и работни часове годишно		Dodávky tepla podle úrovní teplot a roční provozní doby	Versorgungswärme nach Temperaturniveaus und Jahresbetriebsstunden	Suministro de calor por niveles de temperatura y horas anuales de funcionamiento		Calore fornito per livelli di temperatura e ore di funzionamento annue	Zaopatrzenie w ciepło wg poziomów temperatury i rocznych godzin roboczych	Dobavna toplota po temperaturnih nivojih in letne obratovalne ure.	Dodávky tepla a chladenia podľa teplotných úrovní a ročnej prevádzkovej doby
	6.2.3	Distribution of the heat supply by months					Distribution of the heat supply by months	Distribution of the heat supply by months	Разпределение на топлинната енергия по месеци		Distribuce dodávek tepla po měsících	Verteilung der Wärmeversorgung nach Monaten	Distribución del suministro de calor por meses		Distribuzione mensile della fornitura di calore	Rozkład zaopatrzenia w ciepło wg miesięcy	Distribucija dobavne toplote po mesecih	Distribúcia dodávok tepla po mesiacoch
	6.2.4	Heat exchanger network					Sieť tepelných výmenníkov
				0
6.3	Process heat and cold demand					Process heat and cold demand	Process heat and cold demand	Топлинна енергия и охадителни нужди		Procesní poptávka tepla a chladu	Bedarf an Prozesswärme und -kälte	Demanda de calor y frío para procesos	Demande de chauffage et de refroidissement du processus	Domanda di calore e freddo di processo	Zapotrzebowanie na ciepło technologiczne i zimno	Potrebna procesna toplota in hlad	Procesná potreba tepla a chladenia
				0
	6.3.1	Total annual heat and cooling demand by processes					Total annual heat and cold demand by processes	Total annual heat and cold demand by processes	Крайни годишни отоплителни и охадителни нужди по процеси		Celková roční poptávka tepla a chladu podle procesů	Jahresgesamtbedarf an Wärme und Kälte nach Prozessen	Demanda anual total de calor y frío por procesos		Domanda totale annua di calore e freddo per processo	Łączne roczne zapotrzebowanie w ciepło i zimno wg procesów	Celotna letna potrebna toplota in hlad po procesih	Celková ročná potreba tepla a chladenia podľa procesov
	6.3.2	Total heat and cooling demand by temperature levels					Total heat demand by temperature levels	Total heat demand by temperature levels	Крайни отоплителни и охадителни нужди по температурни нива		Celková poptávka tepla podle úrovní teploty	Gesamtwärmebedarf nach Temperaturniveaus	Demanda total de calor por niveles de temperatura		Domanda di calore totale per livello di temperatura	Łączne zapotrzebowanie na ciepło wg poziomów temperatury	Celotna potrebna toplota po mesecih	Celková potreba tepla a chladenia podľa teplotných úrovní
	6.3.3	Distribution of the heat demand by months					Distribution of the heat demand by months	Distribution of the heat demand by months	Разпределение на топлинните нужди по месеци		Distribuce poptávky tepla po měsících	Verteilung des Gesamtwärmebedarfs nach Monaten	Distribución de la demanda de calor por meses		Distribuzione mensile della domanda di calore	Rozkład zapotrzebowania na ciepło wg miesięcy	Distribucija dobavne toplote po mesecih	Distribúcia potreby tepla po mesiacoch
		Distribution of the cooling demand by months					0					Distribúcia potreby chladenia po mesiacoch
6.4	Comparison with benchmark reference data					Comparison with benchmark reference data	Comparison with benchmark reference data			Srovnání s referenčními údaji	Vergleich mit Benchmark-Referenzdaten	Comparación con los datos de referencia (benchmarks)	Comparaison avec les données de référence	Raffronto con i valori di riferimento	Porównanie z danymi odniesienia benchmarku	Primerjava z referenčnimi podatki	Srovnání s referenčními údaji
				0
	6.4.1	Benchmarks (1): global energy intensity					Benchmarks (1): global energy intensity	Benchmarks (1): global energy intensity			Referenční údaje (1): globální energetická intenzita	Benchmarks (1): globale Energieintensität	Benchmarks (1): intensidad energética global		Valori di riferimento (1): incidenza globale dell'energia	Benchmarki (1): globalna energochłonność	Primerjalna analiza (1): globalna energijska intenzivnost	Referenční údaje (1): globální energetická intenzita
	6.4.2	Benchmarks (2): specific energy consumption (SEC) by product					Benchmarks (2): specific energy consumption (SEC) by product	Benchmarks (2): specific energy consumption (SEC) by product			Referenční údaje (2): měrná spotřeba energie (SEC) podle produktů	Benchmarks (2): Spezifischer Energieverbrauch (SEC) nach Produkt	Benchmarks (2): consumo de energía específico (SEC) por producto		Valori di riferimento (2): consumo di energia specifica (SEC) per prodotto	Benchmarki (2): jednostkowe zużycie energii (SEC) przez produkt	Primerjalna analiza (2): specifična raba energije (SEC) po produktu	Referenční údaje (2): měrná spotřeba energie (SEC) podle produktů
	6.4.3	Benchmarks (3): specific energy consumption (SEC) by unit operation					Benchmarks (3): specific energy consumption (SEC) by unit operation	Benchmarks (3): specific energy consumption (SEC) by unit operation			Referenční údaje (3):měrná spotřeba energie (SEC) podle jednotkových operací	Benchmarks (3): spezifischer Energieverbrauch (SEC) nach Grundoperation	Benchmarks (3): consumo de energía específico (SEC) por operación unitaria		Valori di riferimento (3): consumo di energia specifica (SEC) per singola operazione	Benchmarki (3): jednostkowe zużycie energii (SEC) wg operacji jednostkowej	Primerjalna analiza (3): specifična raba energije (SEC) po procesni enoti	Referenční údaje (3):měrná spotřeba energie (SEC) podle jednotkových operací
				0
				0
				0
				0
				0
				0
				0
				0
				0
				0
				0
				0
				0
				0
				0

## 611
company, city, country					EN	EN	BG	CAT	CZ	DE	ES	FR	IT	PL	SI	SK
6.1.1	Primary energy consumption					Primary energy consumption
				0
In the following the global energy consumption for the final proposed solution in the industry is analysed in terms of total pimary energy consumption (PEC) and primary energy consumption for thermal use (PET). The difference between both quantities is the energy consumed for non-thermal uses such as transport equipment, motors, etc. The distribution between fuel and electricity consumption is shown.					In the following the global energy consumption for the final proposed solution in the industry is analysed in terms of total pimary energy consumption (PEC) and primary energy consumption for thermal use (PET). The difference between both quantities is the energy consumed for non-thermal uses such as transport equipment, motors, etc. The distribution between fuel and electricity consumption is shown.	In the following the global energy consumption for the final proposed solution in the industry is analysed in terms of total pimary energy consumption (PEC) and primary energy consumption for thermal use (PET). The difference between both quantities is the energy consumed for non-thermal uses such as transport equipment, motors, etc. The distribution between fuel and electricity consumption is shown.	В следния материал е анализирано глобалното енергопотребление за окончателно предложеното решение в индустрията по отношение на крайното потребление на първична енергия и потребление на първична енергия за топлинни нужди. Разликата между двете количества е консумираната енергия за нетоплинни нужди (траспортно оборудване и други). Показано е разпределението на консумацията между горива и електричество.		Následuje analýza globální spotřeby energií pro navrhované konečné řešení na základě celkové spotřeby primárních energií (PEC) a spotřeby primárních energií pro výrobu tepla (PET). Rozdíl mezi těmito hodnotami představuje spotřebu energie pro jiné účely než výrobu tepla, například spotřebu dopravy, motorů atd. Jsou uvedeny podíly spotřeby paliv a alektřiny.	In Folge wird der Gesamtenergieverbrauch des Unternehmens im derzeitigen Zustand hinsichtlich des Gesamtprimärenergieverbrauchs (PEC) und des Primärenergieverbrauchs für thermische Zwecke (PET) analysiert. Die Differenz zwischen diesen Werten ist die für nicht thermische Zwecke eingesetzte Energie, wie jene für Transportgeräte, Motoren usw. Die Verteilung zwischen Brennstoff- und Stromverbrauch wird graphisch dargestellt.	A continuación se analiza el consumo de energía global de la propuesta definitiva en la industria en términos de consumo total de energía primaria (PEC) y consumo de energía primaria para usos térmicos (PET). La diferencia entre estos dos valores es la energía consumida para usos no térmicos, como son los equipos de transporte, motores, etc. Se ilustra la proporción entre el consumo de combustibles y de electricidad.	Ci-dessous, la consommation d'énergie primaire globale de la solution proposée dans l'industrie est analysée en termes de consommation d'énergie primaire (PEC) et de consommation d'énergie primaire pour une utilisation thermique (PET) totale. La différence entre les deux valeurs correspond à l'énergie consommée pour des utilisations non-thermiques telles que les moyens de transport, les moteurs, etc. La répartition entre la consommation de combustible et d'électricité est représentée graphiquement.	Segue un'analisi del consumo totale di energia dell'industria per la soluzione finale proposta in termini di consumo totale di energia primaria (PEC) e di consumo di energia primaria per usi termici (PET). La differenza tra i due è l'energia consumata per usi non termici, quali: mezzi di trasporto, motori, ecc. Si illustra la distribuzione tra consumo di combustibile e di elettricità.	W tej części globalne zużycie energii dla ostatecznie zaproponowanego rozwiązania analizowane jest pod względem łącznego pierwotnego zużycia energii (PEC) i pierwotnego zużycia energii dla celów cieplnych (PET). Różnica między powyższymi ilościami to energia zużyta na cele nie cieplne, takie jak sprzęt transportowy, silniki itp. Rozkład między zużyciem paliwa a zużyciem energii elektrycznej zaprezentowano w formie graficznej.	Analizirana je globalna raba energije za končni predlagani ukrep glede na rabo primarne energije (PEC) in rabo primarne energije za gretje (PET). Razlika med obema količinama je raba energije za transport, pogon motorjev ipd. Prikazana je razlika med porabo goriva in električne energije.	Následuje analýza celkovej spotreby energie pre navrhované konečné rešenie na základe celkovej spotreby primárnej energie (PEC) a spotreby primárnej energie pre tepelné využitie (PET). Rozdiel medzi týmito hodnotami predstavuje spotrebu energie pre netepelné využitie, ako pre dopravné prostriedky a zariadenia, motory atď. Podiel spotreby paliva a elektrickej energie je ukázaný nižšie.
				0
Table 6.1.1 Total primary energy consumption (PEC) and primary energy consumption for thermal use (PET)					Table 6.1.1 Total primary energy consumption (PEC) and primary energy consumption for thermal use (PET)	Table 6.1.1 Total primary energy consumption (PEC) and primary energy consumption for thermal use (PET)	Таблица 6.1.1 Крайно потребление на първична енергия(PEC) и потребление на първична енергия за топлинни нужди(PET)		Tabulka 6.1.1 Celková spotřeba primárních energií (PEC) a spotřeba primárních energií na výrobu tepla (PET)	Tabelle 6.1.1 Gesamtprimärenergieverbrauch (PEC) und Primärenergieverbrauch für thermische Zwecke (PET)	Tabla 6.1.1 Consumo total de energía primaria (PEC) y consumo de energía primaria para usos térmicos (PET)	Tableau 6.1.1 Consommation d'énergie primaire totale (PEC) et consommation d'énergie primaire pour une utilisation thermique (PET)	Tabella 6.1.1 Consumo totale di energia primaria (PEC) e consumo di energia primaria per usi termici (PET).	Tabela 6.1.1 Łączne pierwotne zużycie energii (PEC) i pierwotne zużycie energii na cele cieplne (PET)	Preglednica 6.1.1 Celotna raba primarne energije (PEC) in raba primerne energije za gretje (PET).	Tabľka 6.1.1 Celková spotreba primárnej energie (PEC) a spotreba primárnej energie pre tepelné využitie (PET)
				0
Energy type (fuels / electricity)					PEC					PET					Energy type (fuels / electricity)
				[MWh]			[% of Total]		[MWh]			[% of Total]				[% of Total]
a					100					100
b					100					100					Proposed final solution.	Proposed final solution.	Proposed final solution.		Navrhované konečné řešení.	Vorgeschlagene Alternative.	Propuesta definitiva.	Solution finale proposée.	Soluzione finale proposta.	ostatecznie zaproponowane rozwiązanie.	Končni predlagani ukrep.	Navrhované konečné riešenie.

				0
				0
				0
				0
				0
				0
				0
				0
				0
				0
				Figure
Figure 6.1.1.1 Distribution of PEC by fuel type					0
				Distribution of PEC by fuel type

Figure 6.1.1.1 Distribution of PET by fuel type					Distribution of PET by fuel type

Note: the chart type should be adpated according to the results. By default the PIE CHART should be used. In the case where negative values appear (CHP), the COLUMN CHART should be used.

	[MWh/year]

[MWh/year]

## 612a
company, city, country					EN	EN	BG	CAT	CZ	DE	ES	FR	IT	PL	SI	SK
6.1.2	Total final energy consumption (FEC) and final energy for thermal use (FET)					Total final energy consumption (FEC) and final energy for thermal use (FET)
				0
In the following the global energy consumption by fuel type is reported for the proposed final solution. The total energy consumption (FEC) and the energy consumption for thermal use are shown.					In the following the global energy consumption by fuel type is reported for the proposed final solution. The total energy consumption (FEC) and the energy consumption for thermal use are shown.	In the following the global energy consumption by fuel type is reported for the proposed final solution. The total energy consumption (FEC) and the energy consumption for thermal use are shown.	В следния материал е отчетено глобалното енергопотребление за окончателно предложеното решение. Показани са крайното енергопотребление и крайното енергопотребление за топлинни нужди.		Následuje globální spotřeba energií podle typu paliva pro navrhované konečné řešení. Udávána je celková spotřeba energií (FEC) a spotřeba energií pro výrobu tepla.	In der Folge wird der Gesamtenergieverbrauch nach angegebenem Brennstoff für den ausgewählten Alternativvorschlag angeführt. Der Gesamtenergieverbrauch (FEC) und der Energieverbrauch für thermische Zwecke sind aufgelistet.	A continuación se indica el consumo de energía global por tipo de combustible en la propuesta definitiva. Se indican el consumo total de energía (FEC) y el consumo de energía para usos térmicos.	ci-dessous, la consommation globale d'énergie par type de combustible est indiquée pour la solution finale proposée. La consommation totale d'énergie (FEC) et la consommation d'énergie à usage thermique sont indiquées.	Segue il consumo totale di energia per tipo di combustibile per la soluzione finale proposta. Sono riportati il consumo totale di enrgia (FEC) e il consumo di energia per usi termici.	W tej części globalne zużycie energii wg typu paliwa przedstawiono dla ostatecznie zaproponowanego rozwiązania. Zaprezentowano łączne ostateczne zużycie energii (FEC) i zużycie energii dla celów cieplnych.	Za predlagani ukrep je prikazana globalna raba energije po vrsti goriva. Prikazana je celotna raba energije (FEC) in raba energije za gretje.	Následuje celková spotreba energie podľa typu paliva pre navrhované konečné riešenie. Udávana je celková spotreba energie (FEC) a spotreba energie pre tepelné využitie.
				0
Table 6.1.2 Total final energy consumption (FEC) and final energy for thermal use (FET). Proposed final solution.					Table 6.1.2 Total final energy consumption (FEC) and final energy for thermal use (FET). Proposed final solution.	Table 6.1.2 Total final energy consumption (FEC) and final energy for thermal use (FET). Proposed final solution.	Таблица 6.1.2 Крайно потребление на първична енергия и потребление на първична енергия за топлинни нужди. Окончателно предложено решение.		Tabulka 6.1.2 Celková konečná spotřeba energií (FEC) a konečná spotřeba energií pro výrobu tepla (FET). Navrhované konečné řešení.	Tabelle 6.1.2 Gesamtendenergieverbrauch (FEC) und Endenergie für thermische Zwecke (FET); Ausgewählter Alternativvorschlag.	Tabla 6.1.2 Consumo total de energía final (FEC) y energía final para usos térmicos (FET). Propuesta definitiva.	Tableau 6.1.2 Consommation d'énergie finale totale (FEC) et énergie finale à usage thermique (FET). Solution finale proposée.	Tabella 6.1.2 Consumo totale di energia finale (FEC) e energia finale per usi termici (FET). Soluzione finale proposta.	Tabela 6.1.2 Łączne ostateczne zużycie energii (FEC) i ostateczne zużycie energii dla celów cieplnych (FET); ostatecznie zaproponowane rozwiązanie.	Preglednica 6.1.2 Celotna raba primarne energije (PEC) in raba primerne energije za gretje (PET). Končni predlagani ukrep.	Tabuľka 6.1.2 Celková konečná spotreba energie (FEC) a konečná spotreba energie pre tepelné využitie (FET). Navrhované konečné riešenie.
				0
Fuel type					FEC					FET					Fuel type
				[MWh]			[% of Total]		[MWh]			[% of Total]				[% of Total]
Natural Gas					1.000			67,00		800			67,00				0
				0
				0
				0
				0
				0
				0
				0
				0
				0
Total					1.000			67,00		800			67,00				Total
				0
				0
				0
				0
				0
				0
				0				Topný olej
				0				Zemní plyn					Zemný plyn
				0
				0
				0
				0
				0
				0
				0
				0
				0
				0
				0
				0
				0
				0
				0
				0
				0
				0
Figure 6.1.2.1 Total final energy consumption (FEC). Proposed final solution.					Figure 6.1.2.1 Total final energy consumption (FEC). Proposed final solution.	Figure 6.1.2.1 Total final energy consumption (FEC). Proposed final solution.	Фигура 6.1.2.1 Крайно енергопотребление(FEC). Окончателно предложено решение.		Obrázek 6.1.2.1 Celková konečná spotřeba energií (FEC). Navrhované konečné řešení.	Abbildung 6.1.2.1 Gesamtendenergieverbrauch (FEC); Ausgewählter Alternativvorschlag.	Figura 6.1.2.1 Consumo total de energía final (FEC). Propuesta definitiva.	Figure 6.1.2.1. Consommation totale d'énergie finale (FEC). Solution finale proposée.	Figura 6.1.2.1 Consumo totale di energia finale (FEC). Soluzione finale proposta.	Wykres 6.1.2.1 Łączne ostateczne zużycie energii (FEC); stan obecny.	Slika 6.1.2.1 Celotna raba energije (FEC). Končni predlagani ukrep.	Obrázok 6.1.2.1 Celková konečná spotreba energie (FEC). Navrhované konečné riešenie.

Note: the chart type should be adpated according to the results. By default the PIE CHART should be used. In the case where negative values appear (CHP), the COLUMN CHART should be used.

[MWh/year]

## 612b
	company, city, country					EN	EN	BG	CAT	CZ	DE	ES	FR	IT	PL	SI	SK
	6.1.2	Total final energy consumption (FEC) and final energy for thermal use (FET)					Total final energy consumption (FEC) and final energy for thermal use (FET)
				0
				0
				0
				0
				0
				0
				0
				0
				0
				0
				0
				0
				0
				0
				0
				0

	Figure 6.1.2.2 Total final energy consumption for thermal use (FET). Proposed final solution.					Figure 6.1.2.2 Total final energy consumption for thermal use (FET). Proposed final solution.	Figure 6.1.2.2 Total final energy consumption for thermal use (FET). Proposed final solution.	Фигура 6.1.2.2 крайно енергопотребление за топлинни нужди.Окончателно предложено решение.		Obrázek 6.1.2.2 Celková konečná spotřeba energií pro výrobu tepla (FET). Navrhované konečné řešení.	Abbildung 2.1.2.2 Gesamtendenergieverbrauch für thermische Zwecke (FET); Ist-Zustand.	Figura 6.1.2.2 Consumo total de energía final para usos térmicos (FET). Propuesta definitiva.	Figure 6.1.2.2 Consommation totale d'énergie finale à usage thermique (FET). Solution finale proposée.	Figura 6.1.2.2 Consumo totale di energia finale per usi termici (FET). Soluzione finale proposta.	Rys. 2.1.2.2 Łączne ostateczne zużycie energii dla celów cieplnych (FET); stan obecny.	Slika 6.1.2.2 Celotna raba energije za gretje (FET). Končni predlagani ukrep.	Obrázok 6.1.2.2 Celková konečná spotreba energií pre tepelné využitie (FET). Navrhované konečné riešenie.
				0
				0
				0
				0
				0
				0
				0
				0
				0
				0
				0
				0
				0
				0
				0
				0
				0
				0
				0
				0
				0
				0
				0
				0

	Note: the chart type should be adpated according to the results. By default the PIE CHART should be used. In the case where negative values appear (CHP), the COLUMN CHART should be used.

[MWh/year]

## 613
company, city, country					EN	EN	BG	CAT	CZ	DE	ES	FR	IT	PL	SI	SK
6.1.3	Final energy consumption for thermal use (FET) by equipment					Final energy consumption for thermal use (FET) by equipment	Final energy consumption for thermal use (FET) by equipment	Крайно енергопотребление за топлинни нужди(FET) по оборудване		Konečná spotřeba energií pro výrobu tepla (FET) podle jednotlivých zařízení.	Endenergieverbrauch für thermische Zwecke (FET) nach Anlage	Consumo energético final para usos térmicos (FET) por equipo	Consommation d'énergie finale à usage thermique (FET) par équipement.	Consumo di energia finale per usi termici (FET) per impianto.	Ostateczne zużycie energii dla celów cieplnych (FET) wg sprzętu	Raba končne energije za gretje (FET)	Konečná spotreba energie pre tepelné využitie (FET) podľa jednotlivých zariadení
				0
In the following the energy consumption for thermal use by equipment is analysed.					In the following the energy consumption for thermal use by equipment is analysed.	In the following the energy consumption for thermal use by equipment is analysed.	В следния материал е анализирано крайното енергопотребление за топлинни нужди по оборудване.		Následuje analýza spotřeby energií pro výrobu tepla podle jednotlivých zařízení.	In Folge wird der Energieverbrauch für thermische Zwecke nach Anlage analysiert.	A continuación se analiza el consumo de energía para usos térmicos por equipo.	Ci-dessous, la consommation d'énergie finale à usage thermique (FET) par équipement est analysée.	Si analizza di seguito il consumo di energia per usi termici per impianto.	W tej części analizuje się zużycie energii dla celów cieplnych wg sprzętu.	Analizirana je raba energije za gretje iz opreme.	Následuje analýza spotreby energie pre tepelné využitie (FET) podľa jednotlivých zariadení.
				0
Table 6.1.3. Final energy consumption for thermal use (FET) by equipment. Proposed final solution.					Table 6.1.3. Final energy consumption for thermal use (FET) by equipment. Proposed final solution.	Table 6.1.3. Final energy consumption for thermal use (FET) by equipment. Proposed final solution.	Таблица 6.1.3. Крайно енергопотребление за топлинни нужди по оборудване. Окончателно предложено решение.		Tabulka 6.1.3. Konečná spotřeba energií pro výrobu tepla (FET). Navrhované konečné řešení.	Tabelle 2.1.3. Energieverbrauch für thermische Zwecke (FET) nach Anlage (Ausgewählter Alternativvorschlag).	Tabla 6.1.3. Consumo energético final para usos térmicos (FET) por equipo Propuesta definitiva.	Tableau 6.1.3. Consommation d'énergie finale à usage thermique (FET) par équipement. Solution finale proposée.	Tabella 6.1.3. Consumo di energia finale per usi termici (FET) per impianto. Soluzione finale proposta.	Tabela 6.1.3. Ostateczne zużycie energii dla celów cieplnych (FET) wg sprzętu. Ostatecznie zaproponowane rozwiązanie.	Preglednica 6.1.3 Raba končne energije gretje (FET) iz opreme. Končni predlagani ukrep.	Tabuľka 6.1.3. Konečná spotreba energie pre tepelné využitie (FET). Navrhované konečné riešenie.
				0
Equipment					Fuel type					FET by equipment					Equipment	Equipment	Оборудване		Zařízení	Anlage	Equipo	Équipement	Impianto	Sprzęt		Zariadenie
				[MWh]			[% of Total]				Fuel type	Fuel type	Вид гориво		Typ paliva	Brennstoff	Tipo de combustible	Type de combustible	Tipo di combustibile	Typ paliwa	Vrsta goriva	Typ paliva
Boiler 1					Natural gas					1.000			40,00				FET by equipment	FET by equipment	(FET) по оборудване		FET podle jednotlivých zařízení	FET nach Anlage	FET por equipo	FET par équipement	FET per impianto	FET wg sprzętu	FET iz opreme	FET podľa jednotlivých zariadení
				[% of Total]	[% of Total]	[% от общо]		[% z celku]	[% von Gesamtbetrag]	[% del total]	[% du Total]	[% del totale]	[% łącznie]	[% od celote]	[% z celku]
				0
				0
				0
				0
				0
				0
				0
				0
				0
				0
				0
				0
				0
				0
				0
				0
				0
				0
				0
				0
				0
				0
				0
				0
				0
				0
				0
				0
				0
				0
				0
				0
				0
				0
				0
Figure 6.1.3. Final energy consumption for thermal use (FET) by equipment					Figure 6.1.3. Final energy consumption for thermal use (FET) by equipment	Figure 6.1.3. Final energy consumption for thermal use (FET) by equipment	Фигура 6.1.3. Крайно енергопотребление за топлинни нужди по оборудване		Obrázek 6.1.3. Konečná spotřeba energií pro výrobu tepla (FET) podle jednotlivých zařízení	Endenergieverbrauch für thermische Zwecke (FET) nach Anlage	Figura 6.1.3. Consumo energético final para usos térmicos (FET) por equipo	Figure 6.1.3. Consommation d'énergie finale à usage thermique (FET) par équipement	Figura 6.1.3. Consumo di energia finale per usi termici (FET) per impianto.	Wykres 6.1.3 Ostateczne zużycie paliwa dla celów cieplnych (FET) wg sprzętu	Slika 6.1.3 Raba končne energije za gretje (FET) iz opreme.	Obrázok 6.1.3. Konečná spotreba energie pre tepelné využitie (FET) podľa jednotlivých zariadení

## 621a
company, city, country					EN	EN	BG	CAT	CZ	DE	ES	FR	IT	PL	SI	SK
6.2.1	Total yearly supply heat and cooling by equipment					Total yearly supply heat and cooling by equipment	Total yearly supply heat and cooling by equipment	Крайно годишно топлоснабдяване и охлажданепо оборудване		Celková roční dodávka tepla podle jednotlivých zařízení	Gesamte Jahresversorgungswärme und -kälte nach Anlage	Suministro anual total de calor y frío por equipo	Fourniture annuelle totale de chaleur et de refroidissement par équipement	Fornitura totale annua di calore e freddo per impianto	Łączne roczne ciepło doprowadzane wg sprzętu	Celotna letna dobavna toplota iz opreme	Celkové ročná dodávka tepla a chladenia podľa jednotlivých zariadení
				0
In the following the useful supply heat (USH) by equipment is analysed for the proposed final solution.					In the following the useful supply heat (USH) by equipment is analysed for the proposed final solution.	In the following the useful supply heat (USH) by equipment is analysed for the proposed final solution.	В следния материал е анализирана полезната доставна топлина(USH) по оборудване за окончателно предложеното решение.		Následuje analýza dodávky využitelného tepla (USH) podle jednotlivých zařízení. Konečné navrhované řešení.	In der Folge wird die Nutzwärme (USH) nach Anlage für den ausgewählten Alternativvorschlag analysiert.	A continuación se analiza el suministro de calor útil (USH) por equipo con la propuesta definitiva.	Ci-dessous, Chaleur utile d'alimentation (USH) par équipement est analysée pour la solution finale proposée.	Si analizza di seguito il calore utile fornito (USH) per impianto, per la soluzione finale proposta.	W tej części analizuje się użytkowe ciepło doprowadzane (USH) wg sprzętu dla ostatecznie zaproponowanego rozwiązania.	Za predlagani ukrep je analizirana koristna dobavna toplota (USH) iz opreme.	Následuje analýza dodávky využiteľného tepla (USH) podľa jednotlivých zariadení. Konečné navrhované riešenie.
				0
Table 6.2.1.1 Useful supply heat (USH) by equipment. Proposed final solution.					Table 6.2.1.1 Useful supply heat (USH) by equipment. Proposed final solution.	Table 6.2.1.1 Useful supply heat (USH) by equipment. Proposed final solution.	Таблица 6.2.1.1 Полезна доставна топлина(USH) по оборудване. Окончателно предложено решение.		Tabulka 6.2.1 Dodávka využitelného tepla (USH) podle jednotlivých zařízení. Konečné navrhované řešení.	Tabelle 6.2.1.1 Nutzwärme (USH) nach Anlage; Ausgewählter Alternativvorschlag.	Tabla 6.2.1 Suministro de calor útil (USH) por equipo. Propuesta definitiva.	Tableau 6.2.1.1 Chaleur utile d'alimentation (USH) par équipement. Solution finale proposée.	Tabella 6.2.1.1 Calore utile fornito (USH) per impianto. Soluzione finale proposta.	Tabela 6.2.1 Użytkowe ciepło doprowadzane (USH) wg sprzętu; ostatecznie zaproponowane rozwiązanie.	Preglednica 6.2.1 Koristna dobavna topota (USH). Končni predlagani ukrep.	Tabuľka 6.2.1.1 Dodávka využiteľného tepla (USH) podľa jednotlivých zariadení. Konečné navrhované riešenie.
				0
Equipment					USH by equipment					Equipment	Equipment	Оборудване		Zařízení	Anlage	Equipo	Équipement	Impianto	Sprzęt	Oprema	Zariadenie
				[MWh]			[% of Total]					USH by equipment	USH by equipment	(USH) по оборудване		USH podle jednotlivých zařízení	USH nach Anlage	USH por equipo	USH par équipement	USH per impianto	USH wg sprzętu	USH iz opreme	USH podľa jednotlivých zariadení
a					1.000			40,00					[% of Total]	[% of Total]	[% от общо]		[% z celku]	[% von Gesamtbetrag]	[% del total]	[% du total]	[% del totale]	[% łącznie]	[% od celote]	[% z celku]
				0
				0
				0
				0
				0
				0
				0
				0
				0
				0
				0
				0
				0
				0
				0
				0
				0
				0
				0
				0
				0
				0
				0
				0
				0
				0
				0
				0
				0
				0
				0
				0
				0
				0
				0
				0
Figure 6.2.1.1 Useful supply heat (USH) by equipment. Proposed final solution.					Figure 6.2.1.1 Useful supply heat (USH) by equipment. Proposed final solution.	Figure 6.2.1.1 Useful supply heat (USH) by equipment. Proposed final solution.	Фигура 6.2.1.1 Полезна доставна топлина по оборудване. Окончателно предложено решение.		Obrázek 6.2.1 Dodávka využitelného tepla (USH) podle jednotlivých zařízení. Konečné navrhované řešení.	Abbildung 6.2.1.1 Nutzwärme (USH) nach Anlage. Ausgewählter Alternativvorschlag.	Figura 6.2.1.1 Suministro de calor útil (USH) por equipo. Propuesta definitiva.	Figure 6.2.1.1 Chaleur utile d'alimentation (USH) par équipement. Solution finale proposée.	Figura 6.2.1.1 Calore utile fornito (USH) per impianto. Soluzione finale proposta.	Wykres 6.2.1 Użytkowe ciepło doprowadzane (USH) wg sprzętu. Ostatecznie zaproponowane rozwiązanie.	Slika 6.2.1 Koristna dobavna toplota (USH) iz opreme. Končni predlagani ukrep.	Obrázok 6.2.1.1 Dodávka využiteľného tepla (USH) podľa jednotlivých zariadení. Konečné navrhované riešenie.

## 621b
company, city, country					EN	EN	BG	CAT	CZ	DE	ES	FR	IT	PL	SI	SK
6.2.1	Total yearly supply heat and cooling by equipment					Total yearly supply heat and cooling by equipment	Total yearly supply heat and cooling by equipment	Крайно годишно топлоснабдяване и охлажданепо оборудване		Celková roční dodávka tepla podle jednotlivých zařízení	Gesamte Jahresversorgungswärme und -kälte nach Anlage	Suministro anual total de calor y frío por equipo	Fourniture annuelle totale de chaleur et de refroidissement par équipement	Fornitura totale annua di calore e freddo per impianto	Łączne roczne ciepło doprowadzane wg sprzętu	Celotna letna dobavna toplota iz opreme	Celkové ročná dodávka tepla a chladenia podľa jednotlivých zariadení
				0
In the following the useful supply cooling (USC) by equipment is analysed for the proposed final solution.					In the following the useful supply cooling (USC) by equipment is analysed for the proposed final solution.	In the following the useful supply cooling (USC) by equipment is analysed for the proposed final solution.	В следния материал е анализирана полезната доставна охладителна енергия(USC) по оборудване за окончателно предложеното решение.		Následuje analýza dodávky využitelného tepla (USH) podle jednotlivých zařízení. Konečné navrhované řešení.	In der Folge wird die Nutzkälte (USC) nach Anlage für den ausgewählten Alternativvorschlag analysiert.	A continuación se analiza el suministro de frío útil (USC) por equipo con la propuesta definitiva.	Ci-dessous, Demande en froid utile d'alimentation (USC) par équipement est analysée pour la solution finale proposée.	Di seguito la fornitura di energia utile per raffreddamento (USC) per impianto è analizzata per la soluzione finale proposta.	W tej części analizuje się użytkowe ciepło doprowadzane (USH) wg sprzętu dla ostatecznie zaproponowanego rozwiązania.	Za predlagani ukrep je analizirana koristna dobavna toplota (USH) iz opreme.	Následuje analýza dodávky využiteľného chladenia (USC) podľe jednotlivých zařriadení. Konečné navrhované riešenie.
				0
Table 6.2.1.2 Useful supply cooling (USC) by equipment. Proposed final solution.					Table 6.2.1.2 Useful supply cooling (USC) by equipment. Proposed final solution.	Table 6.2.1.2 Useful supply cooling (USC) by equipment. Proposed final solution.	Таблица 6.2.1.2 Полезна доставна охладителна енергия(USC) по оборудване. Окончателно предложено решение.		Tabulka 6.2.1 Dodávka využitelného tepla (USH) podle jednotlivých zařízení. Konečné navrhované řešení.	Tabelle 6.2.1.2 Nutzkälte (USC) nach Anlage; Ausgewählter Alternativvorschlag.	Tabla 6.2.1.2 Suministro de frío útil (USC) por equipo. Propuesta definitiva.	Tableau 6.2.1.2 Demande en froid utile d'alimentation (USC) par équipement. Solution finale proposée.	Tabella 6.2.1.2 Fornitura di freddo utile (USC) per impianto. Soluzione finale proposta.	Tabela 6.2.1 Użytkowe ciepło doprowadzane (USH) wg sprzętu; ostatecznie zaproponowane rozwiązanie.	Preglednica 6.2.1 Koristna dobavna topota (USH). Končni predlagani ukrep.	Tabuľka 6.2.1.2 Dodávka využiteľného tepla (USC) podľa jednotlivých zariadení. Konečné navrhované riešenie.
				0
Equipment					USC by equipment					Equipment	Equipment	Оборудване		Zařízení	Anlage	Equipo	Équipement	Impianto	Sprzęt	Oprema	Zariadenie
				[MWh]			[% of Total]					USC by equipment	USC by equipment	(USC) по оборудване		USH podle jednotlivých zařízení	USC nach Anlage	USC por equipo	USC par équipement	USC per impianto	USH wg sprzętu	USH iz opreme	USC podľa jednotlivých zariadení
a					1.000			40,00					[% of Total]	[% of Total]	[% от общо]		[% z celku]	[% von Gesamtbetrag]	[% del total]	[% du total]	[% del totale]	[% łącznie]	[% od celote]	[% z celku]
				0
				0
				0
				0
				0
				0
				0
				0
				0
				0
				0
				0
				0
				0
				0
				0
				0
				0
				0
				0
				0
				0
				0
				0
				0
				0
				0
				0
				0
				0
				0
				0
				0
				0
				0
				0
Figure 6.2.1.2 Useful supply cooling (USC) by equipment. Proposed final solution.					Figure 6.2.1.2 Useful supply cooling (USC) by equipment. Proposed final solution.	Figure 6.2.1.2 Useful supply cooling (USC) by equipment. Proposed final solution.	Фигура 6.2.1.2 Полезна доставна охладителна енергия(USC) по оборудване. Окончателно предложено решение.		Obrázek 6.2.1 Dodávka využitelného tepla (USH) podle jednotlivých zařízení. Konečné navrhované řešení.	Abbildung 6.2.1.2 Nutzkälte (USC) nach Anlage. Ausgewählter Alternativvorschlag.	Figura 6.2.1.2 Suministro de frío útil (USC) por equipo. Propuesta definitiva.	Figure 6.2.1.2 Demande en froid utile d'alimentation (USC) par équipement. Solution finale proposée.	Figura 6.2.1.2 Freddo utile fornito (USC) per impianto. Soluzione finale proposta.	Wykres 6.2.1 Użytkowe ciepło doprowadzane (USH) wg sprzętu. Ostatecznie zaproponowane rozwiązanie.	Slika 6.2.1 Koristna dobavna toplota (USH) iz opreme. Končni predlagani ukrep.	Obrázok 6.2.1.2 Dodávka využiteľného tepla (USH) podľa jednotlivých zariadení. Konečné navrhované riešenie.

## 622a
	company, city, country					EN	EN	BG	CAT	CZ	DE	ES	FR	IT	PL	SI	SK
	6.2.2	Supply heat and cooling by temperature levels and annual operating hours					Supply heat and cooling by temperature levels and annual operating hours	Supply heat and cooling by temperature levels and annual operating hours	Доставяне на топлинна и охладителна енергия по температурни нива и работни часове годишно		Dodávka tepla podle úrovní teploty a roční provozní doby	Versorgungswärme und -kälte nach Temperaturniveaus und Jahresbetriebsstunden	Suministro de calor y frío por niveles de temperatura y horas anuales de funcionamiento	Fourniture de chaleur/refroidissement par niveaux de temp. et par heures d'exploitation annuelles	Fornitura di calore e freddo per livello di temperatura e ore di funzionamento annue	Ciepło doprowadzane wg poziomów temperatury i rocznych godzin roboczych	Dobavna toplota po temperaturnih nivojih in letne obratovalne ure.	Dodávky tepla a chladenia podľa teplotných úrovní a ročnej prevádzkovej doby
				0
	In the following the instantaneous demand for useful supply heat (USH) by temperature levels and annual operating hours is analysed. In Table 6.2.2 data of maximum power and yearly heat demand are given for base load (> 4000 h/a), medium load (> 2000 h/a) and peak load (< 2000 h).					In the following the instantaneous demand for useful supply heat (USH) by temperature levels and annual operating hours is analysed. In Table 6.2.2 data of maximum power and yearly heat demand are given for base load (> 4000 h/a), medium load (> 2000 h/a) and peak load (< 2000 h).	In the following the instantaneous demand for useful supply heat (USH) by temperature levels and annual operating hours is analysed. In Table 6.2.2 data of maximum power and yearly heat demand are given for base load (> 4000 h/a), medium load (> 2000 h/a) and peak load (< 2000 h).	В следния материал е анализирана моментната нужда от доставяне на топлинна енергия(USH) по температурни нива и работни часове годишно. В таблица 6.2.2 е дадена информация за максималната мощност и годишните отоплителни нужди за ниско натоварване (> 4000 h/a), средно натоварване (> 2000 h/a) и пиково натоварване (< 2000 h).		Následuje analýza okamžité poptávky po využitelném teplu (USH) podle úrovní teploty a roční provozní doby. Tabulka 6.2.2 uvádí údaje maximálního výkonu a roční poptávky po teplu pro základní zatížení (> 4000 h/a), střední zatíení (> 2000 h/a) a špičkové zatížení (< 2000 h).	In der Folge wird der Bedarf an Nutzwärme (USH) nach Temperaturniveau und Jahresbetriebsstunden analysiert. In Tabelle 6.2.2 sind die Daten über die maximale Leistung und den Jahreswärmebedarf für Grundlast (> 4000 Std./Jahr), Mittellast (> 2000 Std./Jahr) und Spitzenlast (< 2000 Std.) angegeben.	A continuación se analiza la demanda instantánea para el suministro de calor útil (USH) por niveles de temperatura y horas anuales de funcionamiento. En la Tabla 6.2.2 se indican los datos relativos a la potencia máxima y la demanda anual de calor para la carga básica (> 4000 h/a), media carga (> 2000 h/a) y picos de carga (< 2000 h).	Ci-dessous, la demande instantanée d'alimentation en chaleur utile (USH) par niveaux de température et par heures d'exploitation annuelles est analysée. Dans le tableau 6.2.2.1, les données de puissance maximale et de demande de chaleur annuelle sont données pour la charge de base (> 4 000 h/a), la charge moyenne (> 2 000 h/a) et la charge de pointe (< 2 000 h).	Si analizza di seguito la domanda istantanea di calore utile somministrato (USH) per livelli di temperatura e ore di funzionamento annue. La Tabella 6.2.2 riporta i dati di potenza massima e la domanda di calore annua per il carico di base (> 4000 ore/a), il carico medio (> 2000 ore/a) e il carico punta (< 2000 ore).	W tej części analizuje się natychmiastowe zapotrzebowanie na użytkowe ciepło doprowadzane (USH) wg poziomów temperatury i rocznych godzin roboczych. Tabela 6.2.2 zawiera dane o maksymalnej mocy i rocznym zapotrzebowaniu na ciepło przy obciążeniu podstawowym (> 4000 h/a), obciążeniu średnim (> 2000 h/a) i obciążeniu szczytowym (< 2000 h).	Analizirani sta trenutna potreba po koristni dobavni toploti (USH) po temperaturnih nivojih in letne obratovalne ure. V preglednici 6.2.2 so podatki za najvišjo moč in letna potrebna toplota glede na obseg proizvodnje. Osnovna obremenitev (> 4000 h/a), povprečna obremenitev (> 2000 h/a) in vrhnja obremenitev (< 2000 h).	Následuje analýza okamžitej potreby dodávky využiteľného tepla (USH) podľa teplotných úrovní a ročnej prevádzkovej doby. V tabuľke 6.2.2.1 sú uvedené údaje maximálneho výkonu a ročnej potreby tepla pro základné zaťaženie (> 4000 h/a), stredné zaťaženie (> 2000 h/a) a špičkové zaťaženie (< 2000 h).
				0
	Table 6.2.2.1 Supply heat by temperature levels and annual operating hours					Table 6.2.2.1 Supply heat by temperature levels and annual operating hours	Table 6.2.2.1 Supply heat by temperature levels and annual operating hours	Таблица 6.2.2.1 Доставяне на топлинна енергия по температурни нива и работни часове годишно		Tabulka 6.2.2 Dodávky tepla podle úrovní teploty a roční provozní doby.	Table 6.2.2.1 Versorgungswärme nach Temperaturniveaus und Jahresbetriebsstunden	Tabla 6.2.2 Suministro de calor por niveles de temperatura y horas anuales de funcionamiento	Tableau 6.2.2.1 Alimentation en chaleur par niveaux de température et par heures d'exploitation annuelles	Tabella 6.2.2.1 Calore di fornitura per livelli di temperatura e ore di funzionamento annue.	Tabela 6.2.2 Zaopatrzenie w ciepło wg poziomów temperatury i rocznych godzin roboczych	Preglednica 6.2.2: Dobavna toplota po temperaturnih nivojih in letne obratovalne ure.	Tabuľka 6.2.2.1 Dodávka tepla podľa teplotných úrovní a ročnej prevádzkovej doby
				0
	Temperature levels		Base load				Medium load				Peak load					Temperature levels	Temperature levels	Температурни нива		Úrovně teploty	Temperaturniveaus	Niveles de temperatura	Niveaux de température	Livelli di temperatura	Poziomy temperatury	Temperaturni nivoji	Teplotné úrovne
			power [kW]		energy [MWh]		power [kW]		energy [MWh]		power [kW]		energy [MWh]					Base load	Base load	Ниско натоварване		Základní zatížení	Grundlast	Carga básica	Charge de base	Carico di base	Obciążenie podstawowe	Osnovna obremenitev	Základné zaťaženie
				Medium load	Medium load	Средно натоварване		Střední zatížení	Mittellast	Media carga	Charge moyenne	Carico medio	Obciążenie średnie	Povprečna obremenitev	Stredné zaťaženie
				Peak load	Peak load	Пиково натоварване		Špičkové zatížení	Spitzenlast	Pico de carga	Charge de pointe	Carico punta	Obciążenie szczytowe	Vrhnja obremenitev	Špičkové zaťaženie
				power [kW]	power / [kW]	мощност / [kW]		výkon / [kW]	Leistung / [kW]	potencia [kW]	Puissance / [kW]	potenza [kW]	moc / [kW]	moč [kW]	výkon / [kW]
				energy [MWh]	energy / [MWh]	енергия / [MWh]		energie / [MWh]	Energie / [MWh]	energía [MWh]	Énergie / [MWh]	energia [MWh]	energia / [MWh]	energija [MWh]	energia / [MWh]
				0
				0
				0
				0
				0
				0
				0
				0
				0
		Operating hours [h] / Supply heat [kW]					0
				0
				0
				0
				Supply heat	Supply heat	Топлоснабдяване		Dodávky tepla	Versorgungswärme	Suministro de calor	Alimentation en chaleur	Calore fornito	Ciepło doprowadzane	Dobavna toplota	Dodávka tepla
				0
				0
				0
				0
				0
				0
				0
				0
				0
				0
				0
				0
				0
				0
				0
				Operating hours	Operating hours	Работни часове		Provozní doba	Betriebsstunden	Horas de funcionamiento	Heures d'exploitation	Ore di funzionamento	Godziny robocze	Obratovalne ure	Prevádzková doba
				0
				0
				0
	Figure 6.2.2.1 Distribution of supply heat by temperature levels and annual operating hours. Proposed final solution.					Figure 6.2.2.1 Distribution of supply heat by temperature levels and annual operating hours. Proposed final solution.	Figure 6.2.2.1 Distribution of supply heat by temperature levels and annual operating hours. Proposed final solution.	Фигура 6.2.2.1 Разпределние на доставената топлинна енергия по температурни нива и работни часове годишно. Окончателно предложено решение.		Obrázek 6.2.2 Distribuce dodávek tepla podle úrovní teploty a roční provozní doby. Navrhované konečné řešení.	Abbildung 6.2.2.1 Verteilung der Versorgungswärme nach Temperaturniveaus und Jahresbetriebsstunden. Ausgewählter Alternativvorschlag.	Figura 6.2.2.1 Distribución del suministro de calor por niveles de temperatura y horas anuales de funcionamiento. Propuesta definitiva.	Figure 6.2.2.1 Répartition de l'alimentation en chaleur par niveaux de température et d'heures d'exploitation annuelles. Solution finale proposée.	Figura 6.2.2.1 Distribuzione del calore fornito per livelli di temperatura e ore di funzionamento annue. Soluzione finale proposta.	Wykres 6.2.2 Rozkład ciepła doprowadzanego wg poziomów temperatury i rocznych godzin roboczych. Ostatecznie zaproponowane rozwiązanie.	Slika 6.2.2: Distribucija dobavne toplote po temperaturnih nivojih in letnih obratovalnih urah. Končni predlagani ukrep.	Obrázok 6.2.2.1 Distribúcia dodávky tepla podľa teplotných úrovní a ročnej prevádzkovej doby. Navrhované konečné riešenie.

EA4c_PLOT_REPORT
a	b	c	d	e	f
a	b	c	d	e	f
a	b	c	d	e	f
a	b	c	d	e	f
a	b	c	d	e	f
a	b	c	d	e	f
a	b	c	d	e	f
a	b	c	d	e	f
a	b	c	d	e	f
a	b	c	d	e	f
a	b	c	d	e	f
a	b	c	d	e	f
a	b	c	d	e	f
a	b	c	d	e	f
a	b	c	d	e	f
a	b	c	d	e	f
a	b	c	d	e	f
a	b	c	d	e	f
a	b	c	d	e	f
a	b	c	d	e	f
a	b	c	d	e	f
a	b	c	d	e	f
a	b	c	d	e	f
a	b	c	d	e	f
a	b	c	d	e	f
a	b	c	d	e	f
a	b	c	d	e	f
a	b	c	d	e	f
a	b	c	d	e	f
a	b	c	d	e	f
a	b	c	d	e	f
a	b	c	d	e	f
a	b	c	d	e	f
a	b	c	d	e	f
a	b	c	d	e	f
a	b	c	d	e	f
a	b	c	d	e	f
a	b	c	d	e	f
a	b	c	d	e	f
a	b	c	d	e	f
a	b	c	d	e	f
a	b	c	d	e	f
a	b	c	d	e	f
a	b	c	d	e	f
a	b	c	d	e	f
a	b	c	d	e	f
a	b	c	d	e	f
a	b	c	d	e	f
a	b	c	d	e	f
a	b	c	d	e	f
a	b	c	d	e	f
a	b	c	d	e	f
a	b	c	d	e	f
a	b	c	d	e	f
a	b	c	d	e	f
a	b	c	d	e	f
a	b	c	d	e	f
a	b	c	d	e	f
a	b	c	d	e	f
a	b	c	d	e	f
a	b	c	d	e	f
a	b	c	d	e	f
a	b	c	d	e	f
a	b	c	d	e	f
a	b	c	d	e	f
a	b	c	d	e	f
a	b	c	d	e	f
a	b	c	d	e	f
a	b	c	d	e	f
a	b	c	d	e	f
a	b	c	d	e	f
a	b	c	d	e	f
a	b	c	d	e	f
a	b	c	d	e	f
a	b	c	d	e	f
a	b	c	d	e	f
a	b	c	d	e	f
a	b	c	d	e	f
a	b	c	d	e	f
a	b	c	d	e	f
a	b	c	d	e	f
a	b	c	d	e	f
a	b	c	d	e	f
a	b	c	d	e	f
a	b	c	d	e	f
a	b	c	d	e	f
a	b	c	d	e	f
a	b	c	d	e	f
a	b	c	d	e	f
a	b	c	d	e	f
a	b	c	d	e	f
a	b	c	d	e	f
a	b	c	d	e	f
a	b	c	d	e	f
a	b	c	d	e	f
a	b	c	d	e	f
a	b	c	d	e	f
a	b	c	d	e	f
a	b	c	d	e	f
a	b	c	d	e	f
a	b	c	d	e	f

## 622b
	company, city, country					EN	EN	BG	CAT	CZ	DE	ES	FR	IT	PL	SI	SK
	6.2.2	Supply heat and cooling by temperature levels and annual operating hours					Supply heat and cooling by temperature levels and annual operating hours	Supply heat and cooling by temperature levels and annual operating hours	Доставяне на топлинна и охладителна енергия по температурни нива и работни часове годишно		Dodávka tepla podle úrovní teploty a roční provozní doby	Versorgungswärme nach Temperaturniveaus und Jahresbetriebsstunden	Suministro de calor y frío por niveles de temperatura y horas anuales de funcionamiento	Alimentation en chaleur/refroidissement par niveaux de temp. et par heures d'exploitation annuelles	Fornitura di calore e freddo per livello di temperatura e ore di funzionamento annue	Ciepło doprowadzane wg poziomów temperatury i rocznych godzin roboczych	Dobavna toplota po temperaturnih nivojih in letne obratovalne ure.	Dodávky tepla a chladenia podľa teplotných úrovní a ročnej prevádzkovej doby
				0
	In the following the instantaneous demand for useful supply cooling (USC) by temperature levels and annual operating hours is analysed. In Table 6.2.2.2 data of maximum power and yearly cooling demand are given for base load (> 4000 h/a), medium load (> 2000 h/a) and peak load (< 2000 h).					In the following the instantaneous demand for useful supply cooling (USC) by temperature levels and annual operating hours is analysed. In Table 6.2.2.2 data of maximum power and yearly cooling demand are given for base load (> 4000 h/a), medium load (> 2000 h/a) and peak load (< 2000 h).	In the following the instantaneous demand for useful supply cooling (USC) by temperature levels and annual operating hours is analysed. In Table 6.2.2.2 data of maximum power and yearly cooling demand are given for base load (> 4000 h/a), medium load (> 2000 h/a) and peak load (< 2000 h).	В следния материал е анализирана моментната нужда от доставяне на охладителна енергия(USC) по температурни нива и работни часове годишно. В таблица 6.2.2 е дадена информация за максималната мощност и годишните охладителни нужди за ниско натоварване (> 4000 h/a), средно натоварване (> 2000 h/a) и пиково натоварване (< 2000 h).		Následuje analýza okamžité poptávky po využitelném teplu (USH) podle úrovní teploty a roční provozní doby. Tabulka 6.2.2 uvádí údaje maximálního výkonu a roční poptávky po teplu pro základní zatížení (> 4000 h/a), střední zatíení (> 2000 h/a) a špičkové zatížení (< 2000 h).	In der Folge wird der Bedarf an Nutzkälte (USC) nach Temperaturniveau und Jahresbetriebsstunden analysiert. In Tabelle 6.2.2.2 sind die Daten über die maximale Leistung und den Jahreswärmebedarf für Grundlast (> 4000 Std./Jahr), Mittellast (> 2000 Std./Jahr) und Spitzenlast (< 2000 Std.) angegeben.	A continuación se analiza la demanda instantánea para el suministro de frío útil (USC) por niveles de temperatura y horas anuales de funcionamiento. En la Tabla 6.2.2.2 se indican los datos relativos a la potencia máxima y la demanda anual de frío para la carga básica (> 4000 h/a), media carga (> 2000 h/a) y picos de carga (< 2000 h).	Ci-dessous, la demande instantanée en froid utile d'alimentation (USC) par niveaux de température et par heures d'exploitation annuelles est analysée. Dans le tableau 6.2.2.2, les données de puissance maximale et de demande de refroidissement annuelle sont données pour la charge de base (> 4 000 h/a), la charge moyenne (> 2 000 h/a) et la charge de pointe (< 2 000 h).	Si analizza di seguito la domanda istantanea di energia utile somministrata per il raffreddamento (USC) per livelli di temperatura e ore di funzionamento annue. La Tabella 6.2.2 riporta i dati di potenza massima e la domanda di freddo annua per il carico di base (> 4000 ore/a), il carico medio (> 2000 ore/a) e il carico punta (< 2000 ore).	W tej części analizuje się natychmiastowe zapotrzebowanie na użytkowe ciepło doprowadzane (USH) wg poziomów temperatury i rocznych godzin roboczych. Tabela 6.2.2 zawiera dane o maksymalnej mocy i rocznym zapotrzebowaniu na ciepło przy obciążeniu podstawowym (> 4000 h/a), obciążeniu średnim (> 2000 h/a) i obciążeniu szczytowym (< 2000 h).	Analizirani sta trenutna potreba po koristni dobavni toploti (USH) po temperaturnih nivojih in letne obratovalne ure. V preglednici 6.2.2 so podatki za najvišjo moč in letna potrebna toplota glede na obseg proizvodnje. Osnovna obremenitev (> 4000 h/a), povprečna obremenitev (> 2000 h/a) in vrhnja obremenitev (< 2000 h).	Následuje analýza okamžitej potreby dodávky využiteľného chladenia (USC) podľa teplotných úrovní a ročnej prevádzkovej doby. V tabuľke 6.2.2.2 sú uvedené údaje maximálneho výkonu a ročnej potreby chladenia pro základné zaťaženie (> 4000 h/a), stredné zaťaženie (> 2000 h/a) a špičkové zaťaženie (< 2000 h).
				0
	Table 6.2.2.2 Supply cooling by temperature levels and annual operating hours					Table 6.2.2.2 Supply cooling by temperature levels and annual operating hours	Table 6.2.2.2 Supply cooling by temperature levels and annual operating hours	Таблица 6.2.2.2 Доставяне на охладителна енергия по температурни нива и работни часове годишно		Tabulka 6.2.2 Dodávky tepla podle úrovní teploty a roční provozní doby.	Tabelle 6.2.2.2 Versorgungskälte nach Temperaturniveaus und Jahresbetriebsstunden	Tabla 6.2.2 Suministro de calor por niveles de temperatura y horas anuales de funcionamiento	Tableau 6.2.2.2 Alimentation de refroidissement par niveaux de température et par heures d'exploitation annuelles	Tabella 6.2.2.2 Freddo di fornitura per livelli di temperatura e ore di funzionamento annue.	Tabela 6.2.2 Zaopatrzenie w ciepło wg poziomów temperatury i rocznych godzin roboczych	Preglednica 6.2.2: Dobavna toplota po temperaturnih nivojih in letne obratovalne ure.	Tabuľka 6.2.2.2 Dodávka chladenia podľa teplotných úrovní a ročnej prevádzkovej doby
				0
	Temperature levels		Base load				Medium load				Peak load					Temperature levels	Temperature levels	Температурни нива		Úrovně teploty	Temperaturniveaus	Niveles de temperatura	Niveaux de température	Livelli di temperatura	Poziomy temperatury	Temperaturni nivoji	Teplotné úrovne
			power [kW]		energy [MWh]		power [kW]		energy [MWh]		power [kW]		energy [MWh]					Base load	Base load	Ниско натоварване		Základní zatížení	Grundlast	Carga básica	Charge de base	Carico di base	Obciążenie podstawowe	Osnovna obremenitev	Základné zaťaženie
				Medium load	Medium load	Средно натоварване		Střední zatížení	Mittellast	Media carga	Charge moyenne	Carico medio	Obciążenie średnie	Povprečna obremenitev	Stredné zaťaženie
				Peak load	Peak load	Пиково натоварване		Špičkové zatížení	Spitzenlast	Pico de carga	Charge de pointe	Carico punta	Obciążenie szczytowe	Vrhnja obremenitev	Špičkové zaťaženie
				power [kW]	power / [kW]	мощност / [kW]		výkon / [kW]	Leistung / [kW]	potencia [kW]	Puissance / [kW]	potenza [kW]	moc / [kW]	moč [kW]	výkon / [kW]
				energy [MWh]	energy / [MWh]	енергия / [MWh]		energie / [MWh]	Energie / [MWh]	energía [MWh]	Énergie / [MWh]	energia [Mwh]	energia / [MWh]	energija [MWh]	energia / [MWh]
				0
				0
				0
				0
				0
				0
				0
				0
				0
		Operating hours [h] / Supply cooling [kW]					0
				0
				0
				0
				Supply cooling	Supply cooling	Охлаждане		Dodávky tepla	Versorgungskälte	Suministro de frío	Alimentation en chaleur	Freddo fornito	Ciepło doprowadzane	Dobavna toplota	Dodávka chladenia
				0
				0
				0
				0
				0
				0
				0
				0
				0
				0
				0
				0
				0
				0
				0
				Operating hours	Operating hours	Работни часове		Provozní doba	Betriebsstunden	Horas de funcionamiento	Heures d'exploitation	Ore di funzionamento	Godziny robocze	Obratovalne ure	Prevádzková doba
				0
				0
				0
	Figure 6.2.2.2 Distribution of supply cooling by temperature levels and annual operating hours. Proposed final solution.					Figure 6.2.2.2 Distribution of supply cooling by temperature levels and annual operating hours. Proposed final solution.	Figure 6.2.2.2 Distribution of supply cooling by temperature levels and annual operating hours. Proposed final solution.	Фигура 6.2.2.2 Разпределние на доставената охладителна енергия по температурни нива и работни часове годишно. Окончателно предложено решение.		Obrázek 6.2.2 Distribuce dodávek tepla podle úrovní teploty a roční provozní doby. Navrhované konečné řešení.	Abbildung 6.2.2.2 Verteilung der Versorgungskälte nach Temperaturniveaus und Jahresbetriebsstunden. Ausgewählter Alternativvorschlag.	Figura 6.2.2.2 Distribución del suministro de frío por niveles de temperatura y horas anuales de funcionamiento. Propuesta definitiva.	Figure 6.2.2.2 Répartition de l'alimentation de froid par niveaux de température et d'heures d'exploitation annuelles. Solution finale proposée.	Figura 6.2.2.2 Distribuzione dell'energia somministrata per il raffreddamento, per livelli di temperatura e ore di funzionamento annue. Soluzione finale proposta.	Wykres 6.2.2 Rozkład ciepła doprowadzanego wg poziomów temperatury i rocznych godzin roboczych. Ostatecznie zaproponowane rozwiązanie.	Slika 6.2.2: Distribucija dobavne toplote po temperaturnih nivojih in letnih obratovalnih urah. Končni predlagani ukrep.	Obrázok 6.2.2.2 Distribúcia dodávky chladenia podľa teplotných úrovní a ročnej prevádzkovej doby. Navrhované konečné riešenie.

EA4c_PLOT_REPORT_C
a	b	c	d	e	f
a	b	c	d	e	f
a	b	c	d	e	f
a	b	c	d	e	f
a	b	c	d	e	f
a	b	c	d	e	f
a	b	c	d	e	f
a	b	c	d	e	f
a	b	c	d	e	f
a	b	c	d	e	f
a	b	c	d	e	f
a	b	c	d	e	f
a	b	c	d	e	f
a	b	c	d	e	f
a	b	c	d	e	f
a	b	c	d	e	f
a	b	c	d	e	f
a	b	c	d	e	f
a	b	c	d	e	f
a	b	c	d	e	f
a	b	c	d	e	f
a	b	c	d	e	f
a	b	c	d	e	f
a	b	c	d	e	f
a	b	c	d	e	f
a	b	c	d	e	f
a	b	c	d	e	f
a	b	c	d	e	f
a	b	c	d	e	f
a	b	c	d	e	f
a	b	c	d	e	f
a	b	c	d	e	f
a	b	c	d	e	f
a	b	c	d	e	f
a	b	c	d	e	f
a	b	c	d	e	f
a	b	c	d	e	f
a	b	c	d	e	f
a	b	c	d	e	f
a	b	c	d	e	f
a	b	c	d	e	f
a	b	c	d	e	f
a	b	c	d	e	f
a	b	c	d	e	f
a	b	c	d	e	f
a	b	c	d	e	f
a	b	c	d	e	f
a	b	c	d	e	f
a	b	c	d	e	f
a	b	c	d	e	f
a	b	c	d	e	f
a	b	c	d	e	f
a	b	c	d	e	f
a	b	c	d	e	f
a	b	c	d	e	f
a	b	c	d	e	f
a	b	c	d	e	f
a	b	c	d	e	f
a	b	c	d	e	f
a	b	c	d	e	f
a	b	c	d	e	f
a	b	c	d	e	f
a	b	c	d	e	f
a	b	c	d	e	f
a	b	c	d	e	f
a	b	c	d	e	f
a	b	c	d	e	f
a	b	c	d	e	f
a	b	c	d	e	f
a	b	c	d	e	f
a	b	c	d	e	f
a	b	c	d	e	f
a	b	c	d	e	f
a	b	c	d	e	f
a	b	c	d	e	f
a	b	c	d	e	f
a	b	c	d	e	f
a	b	c	d	e	f
a	b	c	d	e	f
a	b	c	d	e	f
a	b	c	d	e	f
a	b	c	d	e	f
a	b	c	d	e	f
a	b	c	d	e	f
a	b	c	d	e	f
a	b	c	d	e	f
a	b	c	d	e	f
a	b	c	d	e	f
a	b	c	d	e	f
a	b	c	d	e	f
a	b	c	d	e	f
a	b	c	d	e	f
a	b	c	d	e	f
a	b	c	d	e	f
a	b	c	d	e	f
a	b	c	d	e	f
a	b	c	d	e	f
a	b	c	d	e	f
a	b	c	d	e	f
a	b	c	d	e	f
a	b	c	d	e	f

## 623a
	company, city, country					EN	EN	BG	CAT	CZ	DE	ES	FR	IT	PL	SI	SK
	6.2.3.1	Distribution of the heat supply by months					Distribution of the heat supply by months	Distribution of the heat supply by months	Разпределение на топлинната енергия по месеци		Distribuce dodávek tepla po měsících	Verteilung der Wärmeversorgung nach Monaten	Distribución del suministro de calor por meses	Répartition mensuelle de la fourniture de chaleur.	Distribuzione mensile della fornitura di calore	Rozkład zaopatrzenia w ciepło wg miesięcy	Distribucija dobave toplote po mesecih	Distribúcia dodávok tepla po mesiacoch
				0
	In the following the monthly distribution of the heat supply by equipment is analysed and represented graphically.					In the following the monthly distribution of the heat supply by equipment is analysed and represented graphically.	In the following the monthly distribution of the heat supply by equipment is analysed and represented graphically.	В следния материал месечното разпределение на топлинната енергия е анализирано и показано графично.		Následuje analýza dodávek tepla po měsících podle jednotlivých zařízení včetně grafického vyjádření.	In der Folge wird die monatliche Verteilung der Wärmeversorgung nach Anlage analysiert und graphisch dargestellt.	A continuación se analiza y representa gráficamente la distribución mensual del suministro de calor por equipo.	ci-dessous, la répartition mensuelle de fourniture de chaleur par équipement est analysée et représentée graphiquement.	Di seguito si analizza e si rappresenta graficamente la distribuzione mensile della fornitura di calore per impianto.	W tej części poddano analizie i przedstawiono graficznie miesięczny rozkład zaopatrzenia w ciepło wg sprzętu.	Analizirana in predstavljena je mesečna distribucija dobavne toplote iz opreme.	Následuje analýza dodávok tepla po mesiacoch podľa jednotlivých zariadení, s grafickým vyjadrením.
				0
	Table 6.2.3.1 Monthly heat supply from equipment. Pproposed final solution.					Table 6.2.3.1 Monthly heat supply from equipment. Pproposed final solution.	Table 6.2.3.1 Monthly heat supply from equipment. Pproposed final solution.	Table 6.2.3 Месечно разпределение на топлинната енергия по оборудване. Окончателно предложено решение.		Tabulka 6.2.3.1 Měsíční dodávky tepla podle zařízení. Navrhované konečné řešení.	Tabelle 6.2.3.1 Monatliche Wärmeversorgung von Anlagen. Ausgewählter Alternativvorschlag.	Tabla 6.2.3.1 Suministro de calor mensual de los equipos Propuesta definitiva.	Tableau 6.2.3.1 Fourniture mensuelle de chaleur de l'équipement. Solution finale proposée.	Tabella 6.2.3.1 Fornitura mensile di calore di ciascun impianto. Soluzione finale proposta.	Tabela 6.2.3.1 Miesięczne zaopatrzenie w ciepło ze sprzętu	Preglednica 6.2.3.1 Mesečna dobavna toplota iz opreme. Končni predlagani ukrep.	Tabuľka 6.2.3.1 Mesačná dodávka tepla podľa zariadení. Navrhované konečné riešenie.
				0
	Equipment			Monthly heat supply					Equipment	Equipment	Оборудване		Zařízení	Anlage	Equipo	Équipement	Impianto	Sprzęt	Oprema	Zariadenie
				0
	Month:			1	2	3	4	5	6	7	8	9	10	11	12			Monthly heat supply	Monthly heat supply	Месечно топлоснабдяване		Měsíční dodávka tepla	Monatliche Wärmeversorgung	Suministro de calor mensual	Fourniture mensuelle de chaleur	Fornitura mensile di calore	Miesięczne zaopatrzenie w ciepło	Mesečna dobavna toplota	Mesačná dodávka tepla
	a			c	d	e	f	g	h	i	j	k	l	m	n			Month:	Month:	Месец:		Měsíc	Monat:	Mes:	Mois :	Mese:	Miesiąc:	Mesec:	Mesiac
	a			c	d	e	f	g	h	i	j	k	l	m	n			0
	a			c	d	e	f	g	h	i	j	k	l	m	n			0
	a			c	d	e	f	g	h	i	j	k	l	m	n			0
	a			c	d	e	f	g	h	i	j	k	l	m	n			0
	a			c	d	e	f	g	h	i	j	k	l	m	n			0
	a			c	d	e	f	g	h	i	j	k	l	m	n			0
	a			c	d	e	f	g	h	i	j	k	l	m	n			0
	a			c	d	e	f	g	h	i	j	k	l	m	n			0
	a			c	d	e	f	g	h	i	j	k	l	m	n			0
	a			c	d	e	f	g	h	i	j	k	l	m	n			Total	Total	Общо		Total	Gesamt	Total	Total	Totale	Łącznie	Skupaj	Celkom
				0
				0
		[MWh/month]					0
				0
				0
				0
				0
				0
				0
				0
				0
				MWh/month	MWh/month	MWh/месец		MWh/měsíc	MWh/Monat	MWh/mes	MWh/mois	MW ora/mese	MWh/miesięcznie	MWh/mesec	MWh/mesiac
				January	January	Януари		Leden	Jänner	Enero	Janvier	gennaio	Styczeń	Januar	Január
				February	February	Февруари		Únor	Februar	Febrero	Février	febbraio	Luty	Februar	Február
				March	March	Март		Březen	März	Marzo	Mars	marzo	Marzec	Marec	Marec
				April	April	Април		Duben	April	Abril	Avril	aprile	Kwiecień	April	Apríl
				May	May	Май		Dvěten	Mai	Mayo	Mai	maggio	Maj	Maj	Máj
				June	June	Юни		Červen	Juni	Junio	Juin	giugno	Czerwiec	Junij	Jún
				July	July	Юли		červenec	Juli	Julio	Juillet	luglio	Lipiec	Julij	Júl
				August	August	Август		Srpen	August	Agosto	Août	agosto	Sierpień	Avgust	August
				September	September	Септември		Září	September	Septiembre	Septembre	settembre	Wrzesień	September	Septrember
				October	October	Октомври		Říjen	Oktober	Octubre	Octobre	ottobre	Październik	Oktober	Október
				November	November	Ноември		Listopad	November	Noviembre	Novembre	novembre	Listopad	November	November
				December	December	Декември		Prosinec	Dezember	Diciembre	Décembre	dicembre	Grudzień	December	December
				0
	Figure 6.2.3.1 Distribution of the heat supply by months. Proposed final solution.					Figure 6.2.3.1 Distribution of the heat supply by months. Proposed final solution.	Figure 6.2.3.1 Distribution of the heat supply by months. Proposed final solution.	Фигура 6.2.3 Месечно разпределение на топлоснабдяването. Окончателно предложено решение.		Obrázek 6.2.3.1 Distribuce dodávek tepla podle měsíců. Navrhované konečné řešení.	Abbildung 6.2.3.1 Verteilung der Wärmeversorgung nach Monaten. Ausgewählter Alternativvorschlag	Figura 6.2.3.1 Distribución del suministro de calor por meses Propuesta definitiva.	Figure 6.2.3.1 Répartition mensuelle de la fourniture de chaleur. Solution finale proposée.	Figura 6.2.3.1 Distribuzione mensile della fornitura di calore. Soluzione finale proposta.	Wykres 6.2.3.1 Rozkład zaopatrzenia w ciepło wg miesięcy. Ostatecznie zaproponowane rozwiązanie	Slika 6.2.3.1 Distribucija toplote po mesecih. Končni predlagani ukrep.	Obrázok 6.2.3.1 Distribúcia dodávky tepla podľa mesiacov. Navrhované konečné riešenie.

KEY_EM2_REPORT_F
KEY_EM2_REPORT_F
Heat supply	Total	January	February	March	April	May	June	July	August	September	October	November	December
a	b	c	d	e	f	g	h	i	j	k	l	m	n
a	b	c	d	e	f	g	h	i	j	k	l	m	n
a	b	c	d	e	f	g	h	i	j	k	l	m	n
a	b	c	d	e	f	g	h	i	j	k	l	m	n
a	b	c	d	e	f	g	h	i	j	k	l	m	n
a	b	c	d	e	f	g	h	i	j	k	l	m	n
a	b	c	d	e	f	g	h	i	j	k	l	m	n
a	b	c	d	e	f	g	h	i	j	k	l	m	n
a	b	c	d	e	f	g	h	i	j	k	l	m	n
a	b	c	d	e	f	g	h	i	j	k	l	m	n
a	b	c	d	e	f	g	h	i	j	k	l	m	n

## 623b
	company, city, country					EN	EN	BG	CAT	CZ	DE	ES	FR	IT	PL	SI	SK
	6.2.3.2	Distribution of the cooling supply by months					Distribution of the cooling supply by months	Distribution of the cooling supply by months	Разпределение на топлинната енергия по месеци		Distribuce dodávek tepla podle měsíc§	Verteilung der Kälteversorgung nach Monaten	Distribución del suministro de frío por meses	Distribution mensuelle de la fourniture de refroidissement	Distribuzione mensile dell'energia utile fornita per il raffreddamento	Rozkład zaopatrzenia w ciepło wg miesięcy	Mesečna distribucija dobave toplote	Distribúcia dodávok chladenia po mesiacoch
				0
	In the following the monthly distribution of the cooling supply by equipment is analysed and represented graphically.					In the following the monthly distribution of the cooling supply by equipment is analysed and represented graphically.	In the following the monthly distribution of the cooling supply by equipment is analysed and represented graphically.	В следния материал месечното разпределение на топлинната енергия е анализирано и показано графично.		Následuje analýza měsíční distribuce dodávek tepla podle jednotlivých zařízení, s grafickým vyjádřením.	In der Folge wird die monatliche Verteilung der Kälteversorgung nach Anlage analysiert und graphisch dargestellt.	A continuación se analiza y representa gráficamente la distribución mensual del suministro de frío por equipo.	La distribution mensuelle de la fourniture de refroidissement par l'équipement est analysée et représentée graphiquement ci-dessous.	A seguire si analizza e si rappresenta graficamente la distribuzione mensile dell'energia utile fornita per il raffreddamento, per tipo di impianto.	W tej części poddano analizie i przedstawiono graficznie miesięczny rozkład zaopatrzenia w ciepło wg sprzętu.	Analizirana in slikovno predstavljena je mesečna distribucija dobavne toplote iz opreme.	Následuje analýza dodávok chladenia po mesiacoch podľa jednotlivých zariadení, s grafickým vyjadrením.
				0
	Table 6.2.3.2 Monthly cooling supply from equipment					Table 6.2.3.2 Monthly cooling supply from equipment	Table 6.2.3.2 Monthly cooling supply from equipment	Table 6.2.3 Месечно разпределение на топлинната енергия по оборудване. Окончателно предложено решение.		Tabulka 6.2.3.2 Měsíční dodávky tepla podle jednotlivých zařízení	Tabelle 6.2.3.2 Monatliche Kälteversorgung von Anlagen	Tabla 6.2.3.2 Suministro de frío mensual de los equipos	Tableau 6.2.3.2 Fourniture mensuelle de refroidissement par l'équipement	Tabella 6.2.3.2 Fornitura mensile di energia per raffreddamento	Tabela 6.2.3.2 Miesięczne zaopatrzenie w ciepło ze sprzętu	Preglednica 6.2.3.2 Mesečna dobavna toplota iz opreme	Tabuľka 6.2.3.2 Mesačná dodávka chladenia podľa zariadení.
				0
	Equipment			Monthly cooling supply					Equipment	Equipment	Оборудване		Zařízení	Anlage	Equipo	Équipement	Impianto	Sprzęt	Oprema	Zariadenie
				0
	Month:			1	2	3	4	5	6	7	8	9	10	11	12			Monthly cooling supply	Monthly cooling supply	Месечно топлоснабдяване		Měsíční dodávky tepla	Monatliche Kälteversorgung	Suministro de frío mensual	Fourniture mensuelle de refroidissement	Fornitura mensile di freddo	Miesięczne zaopatrzenie w ciepło	Mesečna dobavna toplota	Mesačná dodávka chladenia
	a			c	d	e	f	g	h	i	j	k	l	m	n			Month:	Month:	Месец:		Měsíc	Monat:	Mes:	Mois :	Mese:	Miesiąc:	Mesec:	Mesiac
	a			c	d	e	f	g	h	i	j	k	l	m	n			0
	a			c	d	e	f	g	h	i	j	k	l	m	n			0
	a			c	d	e	f	g	h	i	j	k	l	m	n			0
	a			c	d	e	f	g	h	i	j	k	l	m	n			0
	a			c	d	e	f	g	h	i	j	k	l	m	n			0
	a			c	d	e	f	g	h	i	j	k	l	m	n			0
	a			c	d	e	f	g	h	i	j	k	l	m	n			0
	a			c	d	e	f	g	h	i	j	k	l	m	n			0
	a			c	d	e	f	g	h	i	j	k	l	m	n			0
	a				d	e	f	g	h	i	j	k	l	m	n			Total	Total	Общо		Celkem	Gesamt	Total	Total	Totale	Łącznie	Skupaj	Celkom
				0
				0
	[MWh/month]					0
				0
				0
				0
				0
				0
				0
				0
				0
				MWh/month	MWh/month	MWh/месец		MWh/měsíc	MWh/Monat	MWh/mes	MWh/mois	MW ora/mese	MWh/miesięcznie	MWh/mesec	MWh/mesiac
				January	January	Януари		Leden	Jänner	Enero	Janvier	gennaio	Styczeń	Januar	Január
				February	February	Февруари		Únor	Februar	Febrero	Février	febbraio	Luty	Februar	Február
				March	March	Март		Březen	März	Marzo	Mars	marzo	Marzec	Marec	Marec
				April	April	Април		Duben	April	Abril	Avril	aprile	Kwiecień	April	Apríl
				May	May	Май		Dvěten	Mai	Mayo	Mai	maggio	Maj	Maj	Máj
				June	June	Юни		Červen	Juni	Junio	Juin	giugno	Czerwiec	Junij	Jún
				July	July	Юли		červenec	Juli	Julio	Juillet	luglio	Lipiec	Julij	Júl
				August	August	Август		Srpen	August	Agosto	Août	agosto	Sierpień	Avgust	August
				September	September	Септември		Září	September	Septiembre	Septembre	settembre	Wrzesień	September	Septrember
				October	October	Октомври		Říjen	Oktober	Octubre	Octobre	ottobre	Październik	Oktober	Október
				November	November	Ноември		Listopad	November	Noviembre	Novembre	novembre	Listopad	November	November
				December	December	Декември		Prosinec	Dezember	Diciembre	Décembre	dicembre	Grudzień	December	December
				0
	Figure 6.2.3.2 Distribution of the cooling supply by months					Figure 6.2.3.2 Distribution of the cooling supply by months	Figure 6.2.3.2 Distribution of the cooling supply by months	Фигура 6.2.3 Месечно разпределение на топлоснабдяването. Окончателно предложено решение.		Obrázek 6.2.3.2 Distribuce dodávek tepla po měsících	Abbildung 6.2.3.2 Verteilung der Kälteversorgung nach Monaten	Figura 6.2.3.2 Distribución del suministro de frío por meses	Figure 6.2.3.2 Distribution mensuelle de la fourniture de refroidissement	Figura 6.2.3.2 Distribuzione mensile dell'energia utile fornita per il raffreddamento	Wykres 6.2.3.2 Rozkład zaopatrzenia w ciepło wg miesięcy	Slika 6.2.3.2 Distribucija toplote po mesecih.	Obrázok 6.2.3.2 Distribúcia dodávky chladenia podľa mesiacov. Navrhované konečné riešenie.

KEY_EM2_REPORT_F_C
Heat supply	Total	January	February	March	April	May	June	July	August	September	October	November	December
a	b	c	d	e	f	g	h	i	j	k	l	m	n
a	b	c	d	e	f	g	h	i	j	k	l	m	n
a	b	c	d	e	f	g	h	i	j	k	l	m	n
a	b	c	d	e	f	g	h	i	j	k	l	m	n
a	b	c	d	e	f	g	h	i	j	k	l	m	n
a	b	c	d	e	f	g	h	i	j	k	l	m	n
a	b	c	d	e	f	g	h	i	j	k	l	m	n
a	b	c	d	e	f	g	h	i	j	k	l	m	n
a	b	c	d	e	f	g	h	i	j	k	l	m	n
a	b	c	d	e	f	g	h	i	j	k	l	m	n
a	b	c	d	e	f	g	h	i	j	k	l	m	n

## 624
company, city, country					EN	EN	BG	CAT	CZ	DE	ES	FR	IT	PL	SI	SK
6.2.4	Heat exchanger network					Heat exchanger network	Heat exchanger network	Мрежа на топлообменника		Heat exchanger network	Wärmetauschernetzwerk	Red de intercambiadores del calor	Réseau d'échange de chaleur	Rete di scambiatori di calore	Heat exchanger network	Heat exchanger network	Sieť tepelných výmenníkov

The following table shows the heat exchanger network in the system and the amount of recovered energy.					The following table shows the heat exchanger network in the system and the amount of recovered energy.	The following table shows the heat exchanger network in the system and the amount of recovered energy.	Следната таблица показва мрежата на топлообменника в системата и количеството възвърната енергия.		The following table shows the heat exchanger network in the system and the amount of recovered energy.	Es folgt eine Tabelle mit dem Wärmetauschern im Netzwerk und der Menge and zurückgewonnener Energie.	La siguiente tabla muestra la red de intercambiadores de calor en el sistema y la cantidad de energía recuperada.	Le tableau suivant présente le réseau d'échange de chaleur dans le système et la quantité d'énergie récupérée.	La tabella che segue illustra la rete di scambiatori di calore attualmente esistente nel sistema, e la quantità di energia recuperata.	The following table shows the heat exchanger network in the system and the amount of recovered energy.	The following table shows the heat exchanger network in the system and the amount of recovered energy.	Nasledujúca tabuľka ukazuje sieť tepelných výmenníkov v systéme a množstvo zhodnotenej energie.
				Table	Table	Таблица		Table	Tabelle	Tabla	Tableau	Tabella	Table	Table	Tabuľka
Table 6.2.4. Heat exchanger network and amount of recovered energy					Heat exchanger network and amount of recovered energy	Heat exchanger network and amount of recovered energy	Мрежа на топлообменника в системата и количество възвърната енергия		Heat echanger network and amount of recovered energy	Das Wärmetauschernetzwerk und die Menge an zurückgewonnener Energie	Red de intercambiadores de calor y cantidad de energía recuperada	Réseau d'échangeurs de chaleur et quantité d'énergie récupérée.	Rete di scambiatori di calore e quantità di energia recuperata	Heat echanger network and amount of recovered energy	Heat echanger network and amount of recovered energy	Sieť tepelných výmenníkov a množstvo zhodnotenej energie.
				0
Heat Exchanger			Power		Heat Source			Heat Sink			Heat transferred					Heat Exchanger	Heat Exchanger	Топлообменник		Heat Exchanger	Wärmetauscher	Intercambiador de calor	Échangeur de chaleur.	Scambiatore di calore	Heat Exchanger	Heat Exchanger	Tepelný výmeník
			[kW]					[MWh]		[%]				Power	Power	Мощност		Power	Leistung	Potencia	Puissance	Potenza	Power	Power	Energia
				Heat Source	Heat Source	Топлинен източник		Heat Source	Wärmequelle	Fuente de calor	Source de chaleur	Fonte	Heat Source	Heat Source	Zdroj tepla
				Heat Sink	Heat Sink	Топлинен отток		Heat Sink	Wärmesenke	Disipador de calor	Dissipateur thermique	Utilizzatore	Heat Sink	Heat Sink	Chladič
				Heat transferred	Heat transferred	Пренесена топлинна енергия		Heat transferred	Übertragene Wärme	Calor transferido	Chaleur transférée	Energia trasferita	Heat transferred	Heat transferred	Prenesené teplo

## 631a
	company, city, country					EN	EN	BG	CAT	CZ	DE	ES	FR	IT	PL	SI	SK
	6.3.1	Total annual heat and cooling demand by processes					Total annual heat and cooling demand by processes	Total annual heat and cooling demand by processes	Крайни годишни отоплителни и охадителни нужди по процеси		Celková roční poptávka po teplu a chladu podle jednotlivých procesů	Jahresgesamtbedarf an Wärme und Kälte nach Prozessen	Demanda anual total de calor y frío por procesos	Demande annuelle totale de chaleur et de refroidissement par processus	Domanda totale annua di calore e freddo per processo	Łączne roczne zapotrzebowanie na ciepło i zimno wg procesów	Celotni letni stroški potrebne toplote in hladu po procesih.	Celková ročná potreba tepla a chladenia podľa procesov
				0
	In the following the useful heat demand by processes is analysed for the proposed solution. The process heat demand is composed by: (a) the circulation heat demand (heating of inflowing media); (b) the maintenance heat demand for maintaining the process medium at a certain temperature level during operation (c) the start-up heat demand for heating up the process equipment and medium at the beginning of operation.					In the following the useful heat demand by processes is analysed for the proposed solution. The process heat demand is composed by: (a) the circulation heat demand (heating of inflowing media); (b) the maintenance heat demand for maintaining the process medium at a certain temperature level during operation (c) the start-up heat demand for heating up the process equipment and medium at the beginning of operation.	In the following the useful heat demand by processes is analysed for the proposed solution. The process heat demand is composed by: / (a) the circulation heat demand (heating of inflowing media); / (b) the maintenance heat demand for maintaining the process medium at a certain temperature level during operation / (c) the start-up heat demand for heating up the process equipment and medium at the beginning of operation.	В следния материал нуждата от полезна работна топлина по процеси е анализирана за окончателно предложеното решение. Нуждата от топлинна енергия за процеса се състои от : / (a) необходима топлинна енергия за циркулация(загряване на входящата среда); / (b) необходима топлинна енергия за поддръжка на работната среда на определено температурно ниво по време на работа. / (c) необходимата стартова топлинна енергия за подгряване на оборудването и работната среда преди започване на работа.		Následuje analýza poptávky po využitelném teplu podle jednotlivých procesů, v navrhovaném řešení. Poptávka procesů po teplu se skládá z: / (a) poptávky po oběhovém teplu (ohřev nebo chlazení přitékajícících médií); / (b) poptávky po udržovacím teplu, které udržuje určitou teplotu média za provozu, / (c) počáteční poptávku po teplu, potřebném k zahřátí procesních zařízení a média při zahájení provozu..	In der Folge wird der Nutzwärmebedarf nach Prozessen für den ausgewählten Alternativvorschlag analysiert. Der Prozesswärmebedarf setzt sich zusammen aus: / (a) dem Bedarf an Zirkulationswärme (Wärmen des einfließenden Mediums); / (b) dem Bedarf an Erhaltungswärme, die das Prozessmedium während des Betriebs auf einem bestimmten Temperaturniveau hält / (c) dem Bedarf an Initialheizwärme zum Aufheizen der Prozessanlagen und -medien bei der Inbetriebnahme.	A continuación se analiza la demanda de calor útil por procesos en la propuesta definitiva. La demanda de calor para procesos se compone de lo siguiente: / (a) la demanda de calor de circulación (calefacción de los medios entrantes) / (b) el demanda de calor de mantenimiento para mantener el medio del proceso a una temperatura determinada durante el funcionamiento / (c) la demanda de calor inicial para calentar la maquinaria y el medio al arrancar el proceso.	Ci-dessous, la demande de chaleur utile par processus pour la solution proposée est analysée. La demande de chaleur industrielle est composée de : / (a) la demande de chaleur circulante (chaleur du fluide entrant) ; / (b) la demande de chaleur d'entretien pour entretenir le fluide de processus à un certain niveau de température au cours de l'exploitation / (c) la demande de chaleur au démarrage pour le réchauffage de l'équipement et du fluide au début de l'exploitation.	Di seguito viene analizzata l'attuale domanda di calore utile. La domanda di calore di processo è composta da: (A) riscaldamento del mezzo in entrata al processo (circolazione) ; (B) potenza per il mantenimento della temperatura di processo durante il funzionamento (mantenimento); c) domanda di calore all'avvio del processo (avvio o start-up).	W tej części zapotrzebowanie na ciepło użytkowe wg procesów analizuje się dla ostatecznie zaproponowanego rozwiązania. Zapotrzebowanie na ciepło technologiczne składa się z: / (a) zapotrzebowania na ciepło do obiegu (grzanie lub chłodzenie wpływającego medium); / (b) utrzymania zapotrzebowania na ciepło w celu utrzymania medium procesowego na pewnym poziomie temperatury w trakcie działania / (c) zapotrzebowania na ciepło do uruchomienia w celu pogrzania sprzętu i medium procesowego na początku działania.	Analizirana je koristna potrebna toplota po procesih za predlagani ukrep. Potrebna procesna toplota je sestavljena iz: (a) kroženja potrebne toplote (segrevanja ali hlajenja napajalnega medija); b) vzdrževanja potreb po toploti za procesni medij na določenih temperaturnih nivojih za določeno procesno operacijo; c) potrebno toploto za zagon procesa in gretje procesnega medija pred obratovanjem	Následuje analýza potreby využitelného teplu podľa jednotlivých procesov v navrhovanom riešení. Proces potreby tepla sa skladá z: / (a) potreby obehového tepla (ohrev pretekajúcich médií); / (b) potreba udržovaného tepla, ktoré udržuje určitú teplotu média počas prevádzky, / (c) počiatočná potreba tepla, potrebného na zahriatie procesných zariadení a média pri začatí prevádzky.
				0
	Table 6.3.1.1 Useful process heat demand (UPH) by process. Proposed final solution.					Table 6.3.1.1 Useful process heat demand (UPH) by process. Proposed final solution.	Table 6.3.1.1 Useful process heat demand (UPH) by process. Proposed final solution.	Таблица 6.3.1.1 - Нужди от полезна работна топлина по процеси. Окончателно предложено решение.		Tabulka 6.3.1 Poptávka po využitelném teplu (UPH) podle jednotlivých procesů. Navrhované konečné řešení.	Tabelle 6.3.1.1 Bedarf an Prozessnutzwärme (UPH) nach Prozess. Ausgewählter Alternativvorschlag.	Tabla 6.3.1 Demanda de calor útil para procesos (UPH) por proceso. Propuesta definitiva.	Tableau 6.3.1.1 Demande en chaleur utile de processus (UPH) par processus. Solution finale proposée.	Tabella 2.3.1.1 Domanda di calore utile di processo (UPH) per processo. Situazione attuale.	Tabela 6.3.1 Zapotrzebowanie na użytkowe ciepło technologiczne (UPH) wg procesu. Ostatecznie zaproponowane rozwiązanie.	Preglednica 6.3.1 Raba dobavne procesne toplote (UPH) po procesu. Končni predlagani ukrep.	Tabuľka 6.3.1.1 Potreba využiteľného procesného tepla (UPH) podľa jednotlivých procesov. Navrhované konečné riešenie.
				0
	Process			Total			Circulation			Maintenance			Start-up					Process	Process	Процес		Proces	Prozess	Proceso	Processus	Processo	Proces	Proces	Proces
				[MWh]			[MWh]			[MWh]			[MWh]					Total	Total	Общо		Celkem	Gesamt	Total	Total	Totale	Łącznie	Skupaj	Celkom
	a			b			d			e			f					Circulation	Circulation	Циркулация		Oběh	Zirkulation	Circulación	Circulation	Circolazione	Obieg	Kroženje	Obeh
	b			b			d			e			f					Maintenance	Maintenance	Поддръжка		Udržování	Erhaltung	Mantenimiento	Entretien	Mantenimento	Konserwacja	Vzdrževanje	Údržba
	a			b			d			e			f					Start-up	Start-up	Стартиране		Spuštění	Inbetriebnahme	Puesta en marcha	Démarrage	Avvio (start-up)	Uruchomienie	Zagon	Spustenie
	a			b			d			e			f					0
	a			b			d			e			f					0
	a			b			d			e			f					0
	a			b			d			e			f					0
	a			b			d			e			f					0
	a			b			d			e			f					0
	a			b			d			e			f					0
	a			b			d			e			f					0
	a			b			d			e			f					0
	a			b			d			e			f					0
	a			b			d			e			f					0
	a			b			d			e			f					0
	a			b			d			e			f					0
	a			b			d			e			f					0
	a			b			d			e			f					0
	a			b			d			e			f					0
	a			b			d			e			f					0
	a			b			d			e			f					0
				0
				0
				0
				0
				0
				0
				0
				0
				0
				0
				0
				0
				0
				0
				0
				0
	Figure 6.3.1.1 Useful process heat (UPH) by process. Proposed final solution.					Figure 6.3.1.1 Useful process heat (UPH) by process. Proposed final solution.	Figure 6.3.1.1 Useful process heat (UPH) by process. Proposed final solution.	Фигура 6.3.1.1 Полезна работна топлина по процеси. Окончателно предложено решение.		Obrázek 6.3.1 Dodávky využitelného tepla (USH) podle jednotlivých zařízení. Navrhované konečné řešení.	Abbildung 6.3.1.1 Prozessnutzwärme (UPH) nach Prozessen. Ausgewählter Alternativvorschlag.	Figura 6.3.1.1 Demanda de calor útil (UPH) por proceso. Propuesta definitiva.	Figure 6.3.1.1 Chaleur utile de processus (UPH) par équipement. Solution finale proposée.	Figura 6.3.1.1 Domanda di calore utile (UPH) per processo. Soluzione finale proposta.	Wykres 6.3.1 Użytkowe ciepło doprowadzane (USH) wg sprzętu. Ostatecznie zaproponowane rozwiązanie	Slika &.3.1 Raba dobavne toplote (USH) iz opreme. Končni predlagani ukrep.	Obrázok 6.3.1.1 Dodávka využitelného procesného tepla (UPH) podľa jednotlivých zariadení. Navrhované konečné riešenie.

Process	UPH Total	Share	Circulation	Maintenance	Start-up	Proc. temp.	Central suppy temp
	[MWh]	[%]	[MWh]	[MWh]	[MWh]	[ºC]	[ºC]
a	b	c	d	e	f	g	h
b	b	c	d	e	f	g	h
a	b	c	d	e	f	g	h
a	b	c	d	e	f	g	h
a	b	c	d	e	f	g	h
a	b	c	d	e	f	g	h
a	b	c	d	e	f	g	h
a	b	c	d	e	f	g	h
a	b	c	d	e	f	g	h
a	b	c	d	e	f	g	h
a	b	c	d	e	f	g	h
a	b	c	d	e	f	g	h
a	b	c	d	e	f	g	h
a	b	c	d	e	f	g	h
a	b	c	d	e	f	g	h
a	b	c	d	e	f	g	h
a	b	c	d	e	f	g	h
a	b	c	d	e	f	g	h
a	b	c	d	e	f	g	h
a	b	c	d	e	f	g	h
a	b	c	d	e	f	g	h

## 631b
	company, city, country					EN	EN	BG	CAT	CZ	DE	ES	FR	IT	PL	SI	SK
	6.3.1	Total annual heat and cooling demand by processes					Total annual heat and cooling demand by processes	Total annual heat and cooling demand by processes	Крайни годишни отоплителни и охадителни нужди по процеси		Celková roční poptávka po teplu a chladu podle jednotlivých procesů	Jahresgesamtbedarf an Wärme und Kälte nach Prozessen	Demanda anual total de calor y frío por procesos	Demande annuelle totale de chaleur et de refroidissement par processus	Domanda totale annua di calore e freddo per processo	Łączne roczne zapotrzebowanie na ciepło i zimno wg procesów	Celotni letni stroški potrebne toplote in hladu po procesih.	Celková ročná potreba tepla a chladenia podľa procesov
				0
	In the following the useful cooling demand by processes is analysed for the proposed solution. The process cooling demand is composed by: (a) the circulation cooling demand (cooling of inflowing media); (b) the maintenance cooling demand for maintaining the process medium at a certain temperature level during operation (c) the start-up cooling demand for cooling the process equipment and medium at the beginning of operation.					In the following the useful cooling demand by processes is analysed for the proposed solution. The process cooling demand is composed by: (a) the circulation cooling demand (cooling of inflowing media); (b) the maintenance cooling demand for maintaining the process medium at a certain temperature level during operation (c) the start-up cooling demand for cooling the process equipment and medium at the beginning of operation.	In the following the useful cooling demand by processes is analysed for the proposed solution. The process cooling demand is composed by: / (a) the circulation cooling demand (cooling of inflowing media); / (b) the maintenance cooling demand for maintaining the process medium at a certain temperature level during operation / (c) the start-up cooling demand for cooling the process equipment and medium at the beginning of operation.	В следния материал нуждата от полезна работна охладителна енергия по процеси е анализирана за окончателно предложеното решение. Нуждата от охладителна енергия за процеса се състои от : / (a) необходима охладителна енергия за циркулация (охлаждане на входящата среда); / (b) необходима охладителна енергия за поддръжка на работната среда на определено температурно ниво по време на работа. / (c) необходимата стартова охладителна енергия за охлаждане на оборудването и работната среда преди започване на работа.		Následuje analýza poptávky po využitelném teplu podle jednotlivých procesů, v navrhovaném řešení. Poptávka procesů po teplu se skládá z: / (a) poptávky po oběhovém teplu (ohřev nebo chlazení přitékajícících médií); / (b) poptávky po udržovacím teplu, které udržuje určitou teplotu média za provozu, / (c) počáteční poptávku po teplu, potřebném k zahřátí procesních zařízení a média při zahájení provozu..	In der Folge wird der Nutzkältebedarf nach Prozessen für den ausgewählten Alternativvorschlag analysiert. Der Prozesswärmebedarf setzt sich zusammen aus: / (a) dem Bedarf an Zirkulationskälte (Kühlen des einfließenden Mediums); / (b) dem Bedarf an Erhaltungskälte, die das Prozessmedium während des Betriebs auf einem bestimmten Temperaturniveau hält / (c) dem Bedarf an Initialkälte zum Kühlen der Prozessanlagen und -medien bei der Inbetriebnahme.	A continuación se analiza la demanda de frío útil por procesos en la propuesta definitiva. La demanda de calor para procesos se compone de lo siguiente: / (a) la demanda de frío de circulación (enfriamiento de los medios entrantes) / (b) el demanda de frío de mantenimiento para mantener el medio del proceso a una temperatura determinada durante el funcionamiento / (c) la demanda de fríoo inicial para enfriar la maquinaria y el medio al arrancar el proceso.	Ci-dessous, la demande de refroidissement utile par processus pour la solution proposée est analysée. La demande de refroidissement industrielle est composée de : / (a) la demande de refroidissement circulante (chaleur du refroidissement entrant) ; / (b) la demande de refroidissement d'entretien pour entretenir le fluide de processus à un certain niveau de température au cours de l'exploitation / (c) la demande de refroidissement au démarrage pour le refroidissement de l'équipement et du fluide au début de l'exploitation.	Di seguito viene analizzata l'attuale domanda di energia utile per raffreddamento. La domanda di raffreddamento è composta da: (A) raffreddamento del mezzo in entrata al processo (circolazione) ; (B) potenza frigorifera per il mantenimento della temperatura di processo durante il funzionamento (mantenimento); c) domanda di energia all'avvio del processo (avvio o start-up).	W tej części zapotrzebowanie na ciepło użytkowe wg procesów analizuje się dla ostatecznie zaproponowanego rozwiązania. Zapotrzebowanie na ciepło technologiczne składa się z: / (a) zapotrzebowania na ciepło do obiegu (grzanie lub chłodzenie wpływającego medium); / (b) utrzymania zapotrzebowania na ciepło w celu utrzymania medium procesowego na pewnym poziomie temperatury w trakcie działania / (c) zapotrzebowania na ciepło do uruchomienia w celu pogrzania sprzętu i medium procesowego na początku działania.	Analizirana je koristna potrebna toplota po procesih za predlagani ukrep. Potrebna procesna toplota je sestavljena iz: (a) kroženja potrebne toplote (segrevanja ali hlajenja napajalnega medija); b) vzdrževanja potreb po toploti za procesni medij na določenih temperaturnih nivojih za določeno procesno operacijo; c) potrebno toploto za zagon procesa in gretje procesnega medija pred obratovanjem	Následuje analýza potreby využitelného chladenia podľa jednotlivých procesov v navrhovanom riešení. Proces potreby chladenia sa skladá z: / (a) potreby obehového chladenia (chladenie pretekajúcich médií); / (b) potreba udržovaného chladenia, ktoré udržuje určitú teplotu média počas prevádzky, / (c) počiatočná potreba chladenia, potrebného na chladenie procesných zariadení a média pri začatí prevádzky.
				0
	Table 6.3.1.2 Useful process cooling demand (UPC) by process. Proposed final solution.					Table 6.3.1.2 Useful process cooling demand (UPC) by process. Proposed final solution.	Table 6.3.1.2 Useful process cooling demand (UPC) by process. Proposed final solution.	Таблица 6.3.1.2 Нужди от полезна работна охладителна енергия по процеси. Окончателно предложено решение.		Tabulka 6.3.1 Poptávka po využitelném teplu (UPH) podle jednotlivých procesů. Navrhované konečné řešení.	Tabelle 6.3.1.2 Bedarf an Prozessnutzkälte (UPC) nach Prozess. Ausgewählter Alternativvorschlag.	Tabla 6.3.1 Demanda de frío útil para procesos (UPC) por proceso. Propuesta definitiva.	Tableau 6.3.1.2 Demande de froid utile de processus (UPC) par processus. Solution finale proposée.	Tabella 2.3.1.2 Domanda di freddo utile (UPC), per processo. Situazione attuale.	Tabela 6.3.1 Zapotrzebowanie na użytkowe ciepło technologiczne (UPH) wg procesu. Ostatecznie zaproponowane rozwiązanie.	Preglednica 6.3.1 Raba dobavne procesne toplote (UPH) po procesu. Končni predlagani ukrep.	Tabuľka 6.3.1.2 Potreba využiteľného procesného chladenia (UPC) podľa jednotlivých procesov. Navrhované konečné riešenie.
				0
	Process			Total			Circulation			Maintenance			Start-up					Process	Process	Процес		Proces	Prozess	Proceso	Processus	Processo	Proces	Proces	Proces
				[MWh]			[MWh]			[MWh]			[MWh]					Total	Total	Общо		Celkem	Gesamt	Total	Total	Totale	Łącznie	Skupaj	Celkom
	a			b			d			e			f					Circulation	Circulation	Циркулация		Oběh	Zirkulation	Circulación	Circulation	Circolazione	Obieg	Kroženje	Obeh
	a			b			d			e			f					Maintenance	Maintenance	Поддръжка		Udržování	Erhaltung	Mantenimiento	Entretien	Mantenimento	Konserwacja	Vzdrževanje	Údržba
	a			b			d			e			f					Start-up	Start-up	Стартиране		Spuštění	Inbetriebnahme	Puesta en marcha	Démarrage	Avvio (start-up)	Uruchomienie	Zagon	Spustenie
	a			b			d			e			f					0
	a			b			d			e			f					0
	a			b			d			e			f					0
	a			b			d			e			f					0
	a			b			d			e			f					0
	a			b			d			e			f					0
	a			b			d			e			f					0
	a			b			d			e			f					0
	a			b			d			e			f					0
	a			b			d			e			f					0
	a			b			d			e			f					0
	a			b			d			e			f					0
	a			b			d			e			f					0
	a			b			d			e			f					0
	a			b			d			e			f					0
	a			b			d			e			f					0
	a			b			d			e			f					0
	a			b			d			e			f					0
				0
				0
				0
				0
				0
				0
				0
				0
				0
				0
				0
				0
				0
				0
				0
				0
	Figure 6.3.1.2 Useful process cooling (UPC) by process. Proposed final solution.					Figure 6.3.1.2 Useful process cooling (UPC) by process. Proposed final solution.	Figure 6.3.1.2 Useful process cooling (UPC) by process. Proposed final solution.	Фигура 6.3.1.2 Полезна работна охладителна енергия по процеси. Окончателно предложено решение.		Obrázek 6.3.1 Dodávky využitelného tepla (USH) podle jednotlivých zařízení. Navrhované konečné řešení.	Abbildung 6.3.1.2 Nutzprozesskälte (USC) nach Prozessen. Ausgewählter Alternativvorschlag.	Figura 6.3.1.2 Demanda de calor útil (UPC) por proceso. Propuesta definitiva.	Figure 6.3.1.2 Froid utile de processus (UPC) par équipement. Solution finale proposée.	Figura 6.3.1.2 Doamanda di raffreddamento utile (UPC) per processo. Soluzione finale proposta.	Wykres 6.3.1 Użytkowe ciepło doprowadzane (USH) wg sprzętu. Ostatecznie zaproponowane rozwiązanie	Slika &.3.1 Raba dobavne toplote (USH) iz opreme. Končni predlagani ukrep.	Obrázok 6.3.1.2 Dodávka využitelného procesného chladenia (UPC) podľa jednotlivých zariadení. Navrhované konečné riešenie.

Process	UPC Total	Share	Circulation	Maintenance	Start-up	Proc. temp.	Central suppy temp
	[MWh]	[%]	[MWh]	[MWh]	[MWh]	[ºC]	[ºC]
a	b	c	d	e	f	g	h
a	b	c	d	e	f	g	h
a	b	c	d	e	f	g	h
a	b	c	d	e	f	g	h
a	b	c	d	e	f	g	h
a	b	c	d	e	f	g	h
a	b	c	d	e	f	g	h
a	b	c	d	e	f	g	h
a	b	c	d	e	f	g	h
a	b	c	d	e	f	g	h
a	b	c	d	e	f	g	h
a	b	c	d	e	f	g	h
a	b	c	d	e	f	g	h
a	b	c	d	e	f	g	h
a	b	c	d	e	f	g	h
a	b	c	d	e	f	g	h
a	b	c	d	e	f	g	h
a	b	c	d	e	f	g	h
a	b	c	d	e	f	g	h
a	b	c	d	e	f	g	h
a	b	c	d	e	f	g	h

## 632a
	company, city, country					EN	EN	BG	CAT	CZ	DE	ES	FR	IT	PL	SI	SK
	6.3.2	Total heat and cooling demand by temperature levels					Total heat and cooling demand by temperature levels	Total heat and cooling demand by temperature levels	Крайни отоплителни и охадителни нужди по температурни нива		Celková poptávka po teplu podle úrovní teplot	Gesamtwärme- und Kältebedarf nach Temperaturniveaus	Demanda total de calor por niveles de temperatura	Demande totale de chaleur et de refroidissement par niveaux de température	Domanda totale di calore e di raffreddamento per livelli di temperatura	Łączne zapotrzebowanie na ciepło wg poziomów temperatury	Celotna potrebna toplota po temperaturnih nivojih	Celková potreba tepla a chladenia podľa teplotných úrovní
				0
	The total (aggregate) process heat demand and supply is analysed not only in quantity, but also in quality, this means: by temperature levels. This is important in the subsequent steps for the design of energy efficient supply solutions.					The total (aggregate) process heat demand and supply is analysed not only in quantity, but also in quality, this means: by temperature levels. This is important in the subsequent steps for the design of energy efficient supply solutions.	The total (aggregate) process heat demand and supply is analysed not only in quantity, but also in quality, this means: by temperature levels. This is important in the subsequent steps for the design of energy efficient supply solutions.	Общата (като цяло) необходима работна топлина и топлоснабдяване е анализирана не само по количество, но също така и по отношение на качеството, това означава: по температурни нива. Това е важно в следващите стъпки за проектирането на енергийно ефикасни решения за доставка.		Celková (agregovaná) poptávka a nabídka tepla podle procesů je analyzována nejen kvantitativně, ale i kvalitativně, tj. podle úrovní teplot. Je to důležité pro další kroky návrhu energeticky efektivních řešení.	Der gesamte Bedarf an und die Versorgung mit Wärme werden nicht nur quantitativ, sondern auch qualitativ analysiert, d.h. nach Temperaturniveaus. Das ist in den Folgeschritten für die Planung von energieeffizienten Versorgungslösungen von Bedeutung.	La demanda y suministro totales (suma) de calor para procesos se analiza no sólo cuantitativamente, sino también cualitativamente, es decir, por niveles de temperatura. Esto tiene su importancia a la hora de diseñar, en pasos posteriores, soluciones de suministro eficiente de la energía.	La demande et la fourniture totale de chaleur industrielle (globale) sont analysées en quantité mais également en qualité, ce qui signifie par niveaux de température. Cette analyse est importante dans les étapes suivantes pour la conception des solutions de fourniture d'efficacité énergétique.	Si analizzano la domanda e la fornitura totali (aggregate) di calore di processo, dal punto di vista sia quantitativo sia qualitativo, vale a dire per livelli di temperatura.	Łączne (suma) zapotrzebowanie i zaopatrzenie w ciepło technologiczne analizuje się nie tylko względem ilości, ale także jakości, co oznacza: wg poziomów temperatury. Jest to istotne wobec kolejnych etapów projektu rozwiązań efektywnego zaopatrzenia w energię.	Analizirana je celotna potreba in dobava procesne toplote po količini in kvaliteti oz. po temperaturnih nivojih. To je pomembno pri načrtovanju energijske učinkovitosti za predlagani ukrep.	Celková (agregovaná) potreba a ponuka tepla podľa procesov je analyzovaná nielen kvantitatívne, ale aj kvalitatívne, tj. podľa teplotných úrovní. Je to doležité pre ďalšie kroky návrhu energeticky efektivnych riešení.
				0
	Table 6.3.2.1 Process heat demand and supply by temperature levels. Proposed final solution.					Table 6.3.2.1 Process heat demand and supply by temperature levels. Proposed final solution.	Table 6.3.2.1 Process heat demand and supply by temperature levels. Proposed final solution.	Таблица 6.3.2.1 Необходима работна топлина и топлоснабдяване по температурни нива. Окончателно предложено решение.		Tabulka 6.3.2 Poptávka a nabídka tepla podle procesů, podle úrovní teplot. Navrhované konečné řešení.	Tabelle 6.3.2.1 Prozesswärmebedarf und -versorgung nach Temperaturniveaus. Vorgeschlagene Alternative.	Tabla 6.3.2.1 Demanda y suministro de calor para procesos por niveles de temperatura Propuesta definitiva.	Tableau 6.3.2.1 La demande et l'alimentation en chaleur de processus par niveaux de température. Solution finale proposée.	Tabella 2.3.2.1 Domamda e fornitura di calore di processo per livelli di temperatura	Tabela 6.3.2 Zapotrzebowanie i zaopatrzenie w ciepło technologiczne wg poziomów temperatury	Preglednica 6.3.2 Potrebna in dobavna procesna toplota po temperaturnih nivojih. Končni predlagani ukrep.	Tabuľka 6.3.2 Potreba a ponuka tepla podľa procesov, podľa teplotných úrovní. Navrhované konečné riešenie.
				0
	Temperature level		Process heat consumption by process temperature					Total heat supply by central heat supply temperature					Temperature level	Temperature level	Температурни нива		Úroveň teplot	Temperaturniveau	Nivel de temperatura	Niveau de température	Livello di temperatura	Poziom temperatury	Temperaturni nivoji.	Teplotná úroveň
			[MWh]		[% of total]		[% cumulative]		[MWh]		[% of total]		[% cumulative]					Process heat consumption by process temperature	Process heat consumption by process / temperature	Топлинна консумация на процеса по работна температура		Spotřeba procesního tepla podle teploty procesu	Prozesswärmeverbrauch nach Prozesstemperatur	Consumo de calor para procesos por temperatura del proceso	Consommation de chaleur industrielle par température du processus	Consumo di calore di processo per livello di temperatura	Zużycie ciepła technologicznego wg temperatury procesu	Raba procesne toplote po procesu.	Spotreba procesného tepla podľa teploty procesu
				Total heat supply by central heat supply temperature	Total heat supply by central heat supply temperature	Общо топлоснабдяване по централна топлопреносна температура		Celková dodávka tepla podle teploty centrálního zdroje	Gesamtwärmeversorgung nach zentraler Wärmezufuhrtemperatur	Suministro total de calor por temperatura del suministro de calor central	Fourniture de chaleur totale par température de fourniture de chaleur centrale	Fornitura totale di calore per livello di temperatura del sistema centrale di somministro dell'energia	Łączne zaopatrzenie w ciepło wg temperatury centralnego ogrzewania	Celotna dobavna toplota po osrednji temperaturi dobavne toplote.	Celková dodávka tepla podľa teploty centrálneho zdroja
				[% of total]	[% of total]	[% от общо]		[% z celku]	[% von Gesamtbetrag]	[% del total]	[% du total]	[% del totale]	[% łącznie]	[% skupaj]	[% z celku]
				[% cumulative]	[% cumulative]	[% от натрупано]		[% kumulovaně]	[% kumuliert]	[% acumulado]	[% cumulé]	[% cumulativa]	[% skumulowane]	[% kumulative]	[% kumulovane]
				0
				0
				0
				0
				0
				0
				0
				0
				0
				0
		Temperature [ºC] / Cumulative Heat Demand [MWh]					0
				Process heat (gross)	Process heat (gross)	Работна топлина(грубо)		Procesní teplo (hrubé)	Prozesswärme (brutto)	Calor para procesos (bruto)	Chaleur industrielle (brute)	Calore di processo (lordo)	Ciepło technologiczne (brutto)	Procesna toplota (bruto)	Procesné teplo (hrubé)
				Process heat (net)	Process heat (net)	Работна топлина(мрежа)		Procesní teplo (čisté)	Prozesswärme (netto)	Calor para procesos (neto)	Chaleur industrielle (nette)	Calore di processo (netto)	Ciepło technologiczne (netto)	Procesna toplota (neto)	Procesné teplo (čisté)
				Supply heat	Supply heat	Доставна топлина		Dodávky tepla	Versorgungswärme	Suministro de calor	Alimentation en chaleur	Calore di fornitura	Ciepło doprowadzane	Dobavna toplota	Dodávka tepla
				0
				0
				0
				Cumulative Heat Demand	Cumulative Heat Demand	Натрупанване на топлинни нужди		Kumulovaná poptávka po teplu	Kumulierter Wärmebedarf	Demanda de calor acumulada	Demande de chaleur cumulée	Domanda di calore cumulativa	Skumulowane zapotrzebowanie na ciepło	Kumulativna dobavna toplota.	Kumulovaná potreba tepla
				0
				0
				0
				0
				0
				0
				0
				0
				0
				0
				0
				0
				Temperature	Temperature	Температура		Teplota	Temperatur	Temperatura	Température	Temperatura	Temperatura	Temperatura	Teplota
				0
				0
				0
	Figure 6.3.2.1 Distribution of the heat demand by temperature levels					Figure 6.3.2.1 Distribution of the heat demand by temperature levels	Figure 6.3.2.1 Distribution of the heat demand by temperature levels	Фигура 6.3.2.1 Разпределение на отоплителните нужди по температурни нива		Obrázek 6.3.2. Distribuce poptávky po teplu podle úrovní teplot.	Abbildung 6.3.2.1 Verteilung des Wärmebedarfs nach Temperaturniveaus	Figura 6.3.2.1 Distribución de la demanda de calor por niveles de temperatura	Figure 6.3.2.1 Répartition de la demande de chaleur par niveaux de température	Figura 2.3.2 Distribuzione della domanda di calore per livelli di temperatura	Wykres 6.3.2. Rozkład zapotrzebowania na ciepło wg poziomów temperatury	Slika 6.3.2 Distribucija potrebne toplote po temperaturnih nivojih.	Obrázok 6.3.2.1 Distribúcia potreby tepla podľa teplotných úrovní.

	Process heat (gross)	Process heat (net)	Supply heat
T	UPH	UPHNet	USH
a	b	c	d
a	b	c	d
a	b	c	d
a	b	c	d
a	b	c	d
a	b	c	d
a	b	c	d
a	b	c	d
a	b	c	d
a	b	c	d
a	b	c	d
a	b	c	d
a	b	c	d
a	b	c	d
a	b	c	d
a	b	c	d
a	b	c	d
a	b	c	d
a	b	c	d
a	b	c	d
a	b	c	d
a	b	c	d
a	b	c	d
a	b	c	d
a	b	c	d
a	b	c	d
a	b	c	d
a	b	c	d
a	b	c	d
a	b	c	d
a	b	c	d
a	b	c	d
a	b	c	d
a	b	c	d
a	b	c	d
a	b	c	d
a	b	c	d
a	b	c	d
a	b	c	d
a	b	c	d
a	b	c	d
a	b	c	d
a	b	c	d
a	b	c	d
a	b	c	d
a	b	c	d
a	b	c	d
a	b	c	d
a	b	c	d
a	b	c	d
a	b	c	d
a	b	c	d
a	b	c	d
a	b	c	d
a	b	c	d
a	b	c	d
a	b	c	d
a	b	c	d
a	b	c	d
a	b	c	d
a	b	c	d
a	b	c	d
a	b	c	d
a	b	c	d
a	b	c	d
a	b	c	d
a	b	c	d
a	b	c	d
a	b	c	d
a	b	c	d
a	b	c	d
a	b	c	d
a	b	c	d
a	b	c	d
a	b	c	d
a	b	c	d
a	b	c	d
a	b	c	d
a	b	c	d
a	b	c	d
a	b	c	d

## 632a2
	company, city, country					EN	EN	BG	CAT	CZ	DE	ES	FR	IT	PL	SI	SK
	6.3.2	Total heat and cooling demand by temperature levels (continued)					Total heat and cooling demand by temperature levels (continued)	Total heat and cooling demand by temperature levels (continued)	Крайни отоплителни и охадителни нужди по температурни нива (продължение)		Celková poptávka po teplu podle úrovní teplot	Gesamtwärme- und Kältebedarf nach Temperaturniveaus	Demanda total de calor por niveles de temperatura	Demande totale de chaleur et de refroidissement par niveaux de température (suite).	Domanda di freddo e di calore totale per livelli di temperatura	Łączne zapotrzebowanie na ciepło wg poziomów temperatury	Celotna potrebna toplota po temperaturnih nivojih	Celková potreba tepla a chladenia podľa teplotných úrovní (pokračovanie)
Temperature interval (upper limit) [°C] / Process heat demand (UPH) [MWh]					0
				0
				0
				Process heat (gross)	Process heat (gross)	Работна топлина(грубо)		Procesní teplo (hrubé)	Prozesswärme (brutto)	Calor para procesos (bruto)	Chaleur industrielle (brute)	Calore di processo (lordo)	Ciepło technologiczne (brutto)	Procesna toplota (bruto)	Procesné teplo (hrubé)
				Process heat (net)	Process heat (net)	Работна топлина(мрежа)		Procesní teplo (čisté)	Prozesswärme (netto)	Calor para procesos (neto)	Chaleur industrielle (nette)	Calore di processo (netto)	Ciepło technologiczne (netto)	Procesna toplota (neto)	Procesné teplo (čisté)
				Supply heat	Supply heat	Доставна топлина		Dodávky tepla	Versorgungswärme	Suministro de calor	Alimentation en chaleur	Calore fornito	Ciepło doprowadzane	Dobavna toplota	Dodávka tepla
				0
				0
				0
				Cumulative Heat Demand	Cumulative Heat Demand	Натрупанване на топлинни нужди		Kumulovaná poptávka po teplu	Kumulierter Wärmebedarf	Demanda de calor acumulada	Demande de chaleur cumulée	Domanda di calore cumulativa	Skumulowane zapotrzebowanie na ciepło	Kumulativna dobavna toplota.	Kumulovaná potreba tepla
				0
				0
				0
				0
				0
				0
				0
				0
				0
				0
				0
				0
				Temperature	Temperature	Температура		Teplota	Temperatur	Temperatura	Température	Temperatura	Temperatura	Temperatura	Teplota
				0
				0
				Figure	Figure	Фигура		Obrázek	Abbildung	Figura	Figure	Figura	Wykres	Slika	Obrázok
	Figure 6.3.2.2. Distribution of the heat demand by temperature levels					Distribution of the heat demand by temperature levels	Distribution of the heat demand by temperature levels	Разпределение на отоплителните нужди по температурни нива		Distribuce poptávky po teplu podle úrovní teplot.	Verteilung des Wärmebedarfs nach Temperaturniveaus	Distribución de la demanda de calor por niveles de temperatura	Répartition de la demande de chaleur par niveaux de température	Distribuzione della domanda di calore per livelli di temperatura	Rozkład zapotrzebowania na ciepło wg poziomów temperatury	Distribucija potrebne toplote po temperaturnih nivojih.	Distribúcia potreby tepla podľa teplotných úrovní.
				UPH – external supply	UPH – external supply	UPH – външен източник		UPH – external supply	UPH – Externe Versorgung	UPH – suministro externo	UPH – fourniture externe	UPH – somministrato dall'esterno	UPH – external supply	UPH – external supply	UPH – externá dodávka
				UPH – from heat recovery	UPH – from heat recovery	UPH – от възвърната топлинна енергия		UPH – from heat recovery	UPH – durch Wärmerückgewinnung	UPH – de recuperación de calor	UPH – issue de la récupération de chaleur	UPH – somministrato attraverso recupero di calore	UPH – from heat recovery	UPH – from heat recovery	UPH – z rekuperácie tepla
1. UPH vs. T in differential representation

T	UPH – external supply	UPH – from heat recovery
a
a	#VALUE!	#VALUE!
a	#VALUE!	#VALUE!
a	#VALUE!	#VALUE!
a	#VALUE!	#VALUE!
a	#VALUE!	#VALUE!
a	#VALUE!	#VALUE!
a	#VALUE!	#VALUE!
a	#VALUE!	#VALUE!
a	#VALUE!	#VALUE!
a	#VALUE!	#VALUE!
a	#VALUE!	#VALUE!
a	#VALUE!	#VALUE!
a	#VALUE!	#VALUE!
a	#VALUE!	#VALUE!
a	#VALUE!	#VALUE!
a	#VALUE!	#VALUE!
a	#VALUE!	#VALUE!
a	#VALUE!	#VALUE!
a	#VALUE!	#VALUE!
a	#VALUE!	#VALUE!
a	#VALUE!	#VALUE!
a	#VALUE!	#VALUE!
a	#VALUE!	#VALUE!
a	#VALUE!	#VALUE!
a	#VALUE!	#VALUE!
a	#VALUE!	#VALUE!
a	#VALUE!	#VALUE!
a	#VALUE!	#VALUE!
a	#VALUE!	#VALUE!
a	#VALUE!	#VALUE!
a	#VALUE!	#VALUE!
a	#VALUE!	#VALUE!
a	#VALUE!	#VALUE!
a	#VALUE!	#VALUE!
a	#VALUE!	#VALUE!
a	#VALUE!	#VALUE!
a	#VALUE!	#VALUE!
a	#VALUE!	#VALUE!
a	#VALUE!	#VALUE!
a	#VALUE!	#VALUE!
a	#VALUE!	#VALUE!
a	#VALUE!	#VALUE!
a	#VALUE!	#VALUE!
a	#VALUE!	#VALUE!
a	#VALUE!	#VALUE!
a	#VALUE!	#VALUE!
a	#VALUE!	#VALUE!
a	#VALUE!	#VALUE!
a	#VALUE!	#VALUE!
a	#VALUE!	#VALUE!
a	#VALUE!	#VALUE!
a	#VALUE!	#VALUE!
a	#VALUE!	#VALUE!
a	#VALUE!	#VALUE!
a	#VALUE!	#VALUE!
a	#VALUE!	#VALUE!
a	#VALUE!	#VALUE!
a	#VALUE!	#VALUE!
a	#VALUE!	#VALUE!
a	#VALUE!	#VALUE!
a	#VALUE!	#VALUE!
a	#VALUE!	#VALUE!
a	#VALUE!	#VALUE!
a	#VALUE!	#VALUE!
a	#VALUE!	#VALUE!
a	#VALUE!	#VALUE!
a	#VALUE!	#VALUE!
a	#VALUE!	#VALUE!
a	#VALUE!	#VALUE!
a	#VALUE!	#VALUE!
a	#VALUE!	#VALUE!
a	#VALUE!	#VALUE!
a	#VALUE!	#VALUE!
a	#VALUE!	#VALUE!
a	#VALUE!	#VALUE!
a	#VALUE!	#VALUE!
a	#VALUE!	#VALUE!
a	#VALUE!	#VALUE!
a	#VALUE!	#VALUE!
a	#VALUE!	#VALUE!

## 632b
	company, city, country					EN	EN	BG	CAT	CZ	DE	ES	FR	IT	PL	SI	SK
	6.3.2	Total heat and cooling demand by temperature levels					Total heat and cooling demand by temperature levels	Total heat and cooling demand by temperature levels	Крайни отоплителни и охадителни нужди по температурни нива		Celková poptávka po teplu podle úrovní teplot	Gesamtwärme- und Kältebedarf nach Temperaturniveaus	Demanda total de frío por niveles de temperatura	Demande totale de chaleur et de refroidissement par niveaux de température	Domanda totale di calore e di raffreddamento per livelli di temperatura	Łączne zapotrzebowanie na ciepło wg poziomów temperatury	Celotna potrebna toplota po temperaturnih nivojih	Celková potreba tepla a chladenia podľa teplotných úrovní
				0
	The total (aggregate) process cooling demand and supply is analysed not only in quantity, but also in quality, this means: by temperature levels. This is important in the subsequent steps for the design of energy efficient supply solutions.					The total (aggregate) process cooling demand and supply is analysed not only in quantity, but also in quality, this means: by temperature levels. This is important in the subsequent steps for the design of energy efficient supply solutions.	The total (aggregate) process cooling demand and supply is analysed not only in quantity, but also in quality, this means: by temperature levels. This is important in the subsequent steps for the design of energy efficient supply solutions.	Общата (като цяло) необходима работна охладителна енергия и охлаждане е анализирана не само по количество, но също така и по отношение на качеството, това означава: по температурни нива. Това е важно в следващите стъпки за проектирането на енергийно ефикасни решения за доставка.		Celková (agregovaná) poptávka a nabídka tepla podle procesů je analyzována nejen kvantitativně, ale i kvalitativně, tj. podle úrovní teplot. Je to důležité pro další kroky návrhu energeticky efektivních řešení.	Der gesamte Bedarf an und die Versorgung mit Kälte werden nicht nur quantitativ, sondern auch qualitativ analysiert, d.h. nach Temperaturniveaus. Das ist in den Folgeschritten für die Planung von energieeffizienten Versorgungslösungen von Bedeutung.	La demanda y suministro totales (suma) de frío para procesos se analiza no sólo cuantitativamente, sino también cualitativamente, es decir, por niveles de temperatura. Esto tiene su importancia a la hora de diseñar, en pasos posteriores, soluciones de suministro eficiente de la energía.	La demande et la fourniture totale de refroidissement industriel (global) sont analysées en quantité mais également en qualité, ce qui signifie : par niveaux de température. Cette analyse est importante dans les étapes suivantes pour la conception des solutions de fourniture d'efficacité énergétique.	Si analizzano la domanda e la fornitura totali (aggregate) di energia per raffreddamento di processo, dal punto di vista sia quantitativo sia qualitativo, vale a dire per livelli di temperatura.	Łączne (suma) zapotrzebowanie i zaopatrzenie w ciepło technologiczne analizuje się nie tylko względem ilości, ale także jakości, co oznacza: wg poziomów temperatury. Jest to istotne wobec kolejnych etapów projektu rozwiązań efektywnego zaopatrzenia w energię.	Analizirana je celotna potreba in dobava procesne toplote po količini in kvaliteti oz. po temperaturnih nivojih. To je pomembno pri načrtovanju energijske učinkovitosti za predlagani ukrep.	Celková (agregovaná) potreba a ponuka chladenia podľa procesov je analyzovaná nielen kvantitatívne, ale aj kvalitatívne, tj. podľa teplotných úrovní. Je to doležité pre ďalšie kroky návrhu energeticky efektivnych riešení.
				0
	Table 6.3.2.2 Process cooling demand and supply by temperature levels. Proposed final solution.					Table 6.3.2.2 Process cooling demand and supply by temperature levels. Proposed final solution.	Table 6.3.2.2 Process cooling demand and supply by temperature levels. Proposed final solution.	Таблица 6.3.2.2 Необходима работна охладителна енергия и охлаждане по температурни нива. Окончателно предложено решение.		Tabulka 6.3.2 Poptávka a nabídka tepla podle procesů, podle úrovní teplot. Navrhované konečné řešení.	Tabelle 6.3.2.2 Bedarf an und Versorgung mit Kälte nach Temperaturniveaus	Tabla 6.3.2.2 Demanda y suministro de frío para procesos por niveles de temperatura Propuesta definitiva.	Tableau 6.3.2.2 La demande et l'alimentation en chaleur de processus par niveaux de température. Solution finale proposée.	Tabella 2.3.2.2 Domanda e fornitura di calore del processo per livelli di temperatura	Tabela 6.3.2 Zapotrzebowanie i zaopatrzenie w ciepło technologiczne wg poziomów temperatury	Preglednica 6.3.2 Potrebna in dobavna procesna toplota po temperaturnih nivojih. Končni predlagani ukrep.	Tabuľka 6.3.2.2 Potreba a ponuka chladenia podľa procesov, podľa teplotných úrovní. Navrhované konečné riešenie.
				0
	Temperature level		Process cooling consumption by process temperature					Total cooling supply by central cooling supply temperature					Temperature level	Temperature level	Температурни нива		Úroveň teplot	Temperaturniveau	Nivel de temperatura	Niveau de température	Livello di temperatura	Poziom temperatury	Temperaturni nivoji.	Teplotná úroveň
			[MWh]		[% of total]		[% cumulative]		[MWh]		[% of total]		[% cumulative]					Process cooling consumption by process temperature	Process cooling consumption by process / temperature	Консумация на охладителна енергия на процеса по работна температура		Spotřeba procesního tepla podle teploty procesu	Prozesskälteverbrauch nach Prozesstemperatur	Consumo de frío para procesos por temperatura del proceso	Consommation de refroidissement industrielle par température du processus	Consumo di calore del processo per temperatura di processo	Zużycie ciepła technologicznego wg temperatury procesu	Raba procesne toplote po procesu.	Spotreba procesného chladenia podľa teploty procesu
				Total cooling supply by central cooling supply temperature	Total cooling supply by central cooling supply temperature	Общо охлаждане по централна топлопреносна температура		Celková dodávka tepla podle teploty centrálního zdroje	Gesamtkälteversorgung nach zentraler Kältezufuhrtemperatur	Suministro total de frío por temperatura del suministro de frío central	Fourniture de refroidissement totale par température de fourniture de refroidissement centrale	Fornitura totale di calore per temperatura di fornitura di calore principale	Łączne zaopatrzenie w ciepło wg temperatury centralnego ogrzewania	Celotna dobavna toplota po osrednji temperaturi dobavne toplote.	Celková dodávka chladenia podľa teploty centrálneho zdroja
				[% of total]	[% of total]	[% от общо]		[% z celku]	[% von Gesamtbetrag]	[% del total]	[% du total]	[% del totale]	[% łącznie]	[% skupaj]	[% z celku]
				[% cumulative]	[% cumulative]	[% от натрупано]		[% kumulovaně]	[% kumuliert]	[% acumulado]	[% cumulé]	[% cumulativa]	[% skumulowane]	[% kumulative]	[% kumulovane]
				0
				0
				0
				0
				0
				0
				0
				0
				0
				0
		Temperature [ºC] / Cumulative Cooling Demand [MWh]					0
				Process cooling (gross)	Process cooling (gross)	Работна охладителна енергия(грубо)		Procesní teplo (hrubé)	Prozesskälte (brutto)	Frío para procesos (bruto)	Refroidissement industriel (brute)	Calore di processo (lordo)	Ciepło technologiczne (brutto)	Procesna toplota (bruto)	Procesné chladenie (hrubé)
				Process cooling (net)	Process cooling (net)	Работна охладителна енергия(мрежа)		Procesní teplo (čisté)	Prozesskälte (netto)	Frío para procesos (neto)	Refroidissement industriel (nette)	Calore di processo (netto)	Ciepło technologiczne (netto)	Procesna toplota (neto)	Procesné chladenie (čisté)
				Supply cooling	Supply cooling	Доставна охладителна енергия		Dodávky tepla	Versorgungskälte	Suministro de frío	Demande en froid utile d'alimentation	Calore di fornitura	Ciepło doprowadzane	Dobavna toplota	Dodávka chladenia
				0
				0
				0
				Cumulative Cooling Demand	Cumulative Cooling Demand	Натрупанване на охладителни нужди		Kumulovaná poptávka po teplu	Kumulierter Kältebedarf	Demanda de frío acumulada	Demande de refroidissement cumulée	Domanda di calore cumulativa	Skumulowane zapotrzebowanie na ciepło	Kumulativna dobavna toplota.	Kumulovaná potreba chladenia
				0
				0
				0
				0
				0
				0
				0
				0
				0
				0
				0
				0
				Temperature	Temperature	Температури		Teplota	Temperatur	Temperatura	Température	Temperatura	Temperatura	Temperatura	Teplota
				0
				0
				Figure	Figure	Фигури		Obrázek	Abbildung	Figura	Figure	Figura	Wykres	Slika	Obrázok
	Figure 6.3.2.3. Distribution of the cooling demand by temperature levels					Distribution of the cooling demand by temperature levels	Distribution of the cooling demand by temperature levels	Фигура 6.3.2.3. Разпределение на охладителните нужди по температурни нива		Distribuce poptávky po teplu podle úrovní teplot.	Verteilung des Kältebedarfs nach Temperaturniveaus	Distribución de la demanda de frío por niveles de temperatura	Répartition de la demande de refroidissement par niveaux de température	Distribuzione della domanda di raffreddamento per livelli di temperatura	Rozkład zapotrzebowania na ciepło wg poziomów temperatury	Distribucija potrebne toplote po temperaturnih nivojih.	Distribúcia potreby chladenia podľa teplotných úrovní.

	Process heat (gross)	Process heat (net)	Supply heat
T	UPC	UPCNet	USC
a	b	c	d
a	b	c	d
a	b	c	d
a	b	c	d
a	b	c	d
a	b	c	d
a	b	c	d
a	b	c	d
a	b	c	d
a	b	c	d
a	b	c	d
a	b	c	d
a	b	c	d
a	b	c	d
a	b	c	d
a	b	c	d
a	b	c	d
a	b	c	d
a	b	c	d
a	b	c	d
a	b	c	d
a	b	c	d
a	b	c	d
a	b	c	d
a	b	c	d
a	b	c	d
a	b	c	d
a	b	c	d
a	b	c	d
a	b	c	d
a	b	c	d
a	b	c	d
a	b	c	d
a	b	c	d
a	b	c	d
a	b	c	d
a	b	c	d
a	b	c	d
a	b	c	d
a	b	c	d
a	b	c	d
a	b	c	d
a	b	c	d
a	b	c	d
a	b	c	d
a	b	c	d
a	b	c	d
a	b	c	d
a	b	c	d
a	b	c	d
a	b	c	d
a	b	c	d
a	b	c	d
a	b	c	d
a	b	c	d
a	b	c	d
a	b	c	d
a	b	c	d
a	b	c	d
a	b	c	d
a	b	c	d
a	b	c	d
a	b	c	d
a	b	c	d
a	b	c	d
a	b	c	d
a	b	c	d
a	b	c	d
a	b	c	d
a	b	c	d
a	b	c	d
a	b	c	d
a	b	c	d
a	b	c	d
a	b	c	d
a	b	c	d
a	b	c	d
a	b	c	d
a	b	c	d
a	b	c	d
a	b	c	d

## 632b2
	company, city, country					EN	EN	BG	CAT	CZ	DE	ES	FR	IT	PL	SI	SK
	6.3.2	Total heat and cooling demand by temperature levels (continued)					Total heat and cooling demand by temperature levels (continued)	Total heat and cooling demand by temperature levels (continued)	Крайни отоплителни и охадителни нужди по температурни нива (продължение)		Celková poptávka po teplu podle úrovní teplot	Gesamtwärme- und Kältebedarf nach Temperaturniveaus	Demanda total de calor por niveles de temperatura	Demande totale de chaleur et de refroidissement par niveaux de température (suite)	Domanda di freddo e di calore totale per livelli di temperatura	Łączne zapotrzebowanie na ciepło wg poziomów temperatury	Celotna potrebna toplota po temperaturnih nivojih	Celková potreba tepla a chladenia podľa teplotných úrovní (pokračovanie)
Temperature interval (upper limit) [°C] / Process cooling demand (UPC) [MWh]					0
				0
				0
				Process heat (gross)	Process heat (gross)	Работна охладителна енергия(грубо)		Procesní teplo (hrubé)	Prozesswärme (brutto)	Calor para procesos (bruto)	Chaleur industrielle (brute)	Freddo di processo (lordo)	Ciepło technologiczne (brutto)	Procesna toplota (bruto)	Procesné teplo (hrubé)
				Process heat (net)	Process heat (net)	Работна охладителна енергия(мрежа)		Procesní teplo (čisté)	Prozesswärme (netto)	Calor para procesos (neto)	Chaleur industrielle (nette)	Freddo di processo (netto)	Ciepło technologiczne (netto)	Procesna toplota (neto)	Procesné teplo (čisté)
				Supply heat	Supply heat	Доставна охладителна енергия		Dodávky tepla	Versorgungswärme	Suministro de calor	Alimentation en chaleur	Freddo fornito	Ciepło doprowadzane	Dobavna toplota	Dodávka tepla
				0
				0
				0
				Cumulative Heat Demand	Cumulative Heat Demand	Натрупанване на охладителни нужди		Kumulovaná poptávka po teplu	Kumulierter Wärmebedarf	Demanda de calor acumulada	Demande de chaleur cumulée	Domanda di energia per raffreddamento cumulativa	Skumulowane zapotrzebowanie na ciepło	Kumulativna dobavna toplota.	Kumulovaná potreba tepla
				0
				0
				0
				0
				0
				0
				0
				0
				0
				0
				0
				0
				Temperature	Temperature	Температура		Teplota	Temperatur	Temperatura	Température	Temperatura	Temperatura	Temperatura	Teplota
				0
				0
				Figure	Figure	Фигура		Obrázek	Abbildung	Figura	Figure	Figura	Wykres	Slika	Obrázok
	Figure 6.3.2.4. Distribution of the cooling demand by temperature levels					Distribution of the cooling demand by temperature levels	Distribution of the cooling demand by temperature levels	Разпределение на охладителните нужди по температурни нива		Distribuce poptávky po teplu podle úrovní teplot.	Verteilung des Kältebedarfs nach Temperaturniveaus	Distribución de la demanda de frío por niveles de temperatura	Répartition de la demande de refroidissement par niveaux de température	Distribuzione della domanda di freddo per livelli di temperatura	Rozkład zapotrzebowania na ciepło wg poziomów temperatury	Distribucija potrebne toplote po temperaturnih nivojih.	Distribúcia potreby chladenia podľa teplotných úrovní.
				UPC – external supply	UPC – external supply	UPC – външен източник		UPC – external supply	UPC – Externe Versorgung	UPC – suministro externo	UPC – fourniture externe	UPC – somministrato dell'esterno	UPC – external supply	UPC – external supply	UPH – externá dodávka
				UPC – from heat recovery	UPC – from heat recovery	UPC – от възвърната топлинна енергия		UPC – from heat recovery	UPC – durch Wärmerückgewinnung	UPC – de recuperación de calor	UPC – issue de la récupération de chaleur	UPC – somministrato attraverso recupero di calore	UPC – from heat recovery	UPC – from heat recovery	UPH – z rekuperácie tepla
1. UPH vs. T in differential representation

T	UPC – external supply	UPC – from heat recovery
a
a	#VALUE!	#VALUE!
a	#VALUE!	#VALUE!
a	#VALUE!	#VALUE!
a	#VALUE!	#VALUE!
a	#VALUE!	#VALUE!
a	#VALUE!	#VALUE!
a	#VALUE!	#VALUE!
a	#VALUE!	#VALUE!
a	#VALUE!	#VALUE!
a	#VALUE!	#VALUE!
a	#VALUE!	#VALUE!
a	#VALUE!	#VALUE!
a	#VALUE!	#VALUE!
a	#VALUE!	#VALUE!
a	#VALUE!	#VALUE!
a	#VALUE!	#VALUE!
a	#VALUE!	#VALUE!
a	#VALUE!	#VALUE!
a	#VALUE!	#VALUE!
a	#VALUE!	#VALUE!
a	#VALUE!	#VALUE!
a	#VALUE!	#VALUE!
a	#VALUE!	#VALUE!
a	#VALUE!	#VALUE!
a	#VALUE!	#VALUE!
a	#VALUE!	#VALUE!
a	#VALUE!	#VALUE!
a	#VALUE!	#VALUE!
a	#VALUE!	#VALUE!
a	#VALUE!	#VALUE!
a	#VALUE!	#VALUE!
a	#VALUE!	#VALUE!
a	#VALUE!	#VALUE!
a	#VALUE!	#VALUE!
a	#VALUE!	#VALUE!
a	#VALUE!	#VALUE!
a	#VALUE!	#VALUE!
a	#VALUE!	#VALUE!
a	#VALUE!	#VALUE!
a	#VALUE!	#VALUE!
a	#VALUE!	#VALUE!
a	#VALUE!	#VALUE!
a	#VALUE!	#VALUE!
a	#VALUE!	#VALUE!
a	#VALUE!	#VALUE!
a	#VALUE!	#VALUE!
a	#VALUE!	#VALUE!
a	#VALUE!	#VALUE!
a	#VALUE!	#VALUE!
a	#VALUE!	#VALUE!
a	#VALUE!	#VALUE!
a	#VALUE!	#VALUE!
a	#VALUE!	#VALUE!
a	#VALUE!	#VALUE!
a	#VALUE!	#VALUE!
a	#VALUE!	#VALUE!
a	#VALUE!	#VALUE!
a	#VALUE!	#VALUE!
a	#VALUE!	#VALUE!
a	#VALUE!	#VALUE!
a	#VALUE!	#VALUE!
a	#VALUE!	#VALUE!
a	#VALUE!	#VALUE!
a	#VALUE!	#VALUE!
a	#VALUE!	#VALUE!
a	#VALUE!	#VALUE!
a	#VALUE!	#VALUE!
a	#VALUE!	#VALUE!
a	#VALUE!	#VALUE!
a	#VALUE!	#VALUE!
a	#VALUE!	#VALUE!
a	#VALUE!	#VALUE!
a	#VALUE!	#VALUE!
a	#VALUE!	#VALUE!
a	#VALUE!	#VALUE!
a	#VALUE!	#VALUE!
a	#VALUE!	#VALUE!
a	#VALUE!	#VALUE!
a	#VALUE!	#VALUE!
a	#VALUE!	#VALUE!

## 633a
	company, city, country					EN
	6.3.3.1	Distribution of the heat demand by months					Distribution of the heat demand by months

	Here the process heat demand is presented distributed by months for the present state.					Here the process heat demand is presented distributed by months for the present state.
				Table
	Table 6.3.3.1 Monthly process heat demand					Monthly process heat demand
				#N/A
	Process			Monthly process heat demand					Process
				[MWh]					Monthly process heat demand
	Month:			1	2	3	4	5	6	7	8	9	10	11	12
	a			c	d	e	f	g	h	i	j	k	l	m	n
	a			c	d	e	f	g	h	i	j	k	l	m	n
	a			c	d	e	f	g	h	i	j	k	l	m	n
	a			c	d	e	f	g	h	i	j	k	l	m	n
	a			c	d	e	f	g	h	i	j	k	l	m	n
	a			c	d	e	f	g	h	i	j	k	l	m	n
	a			c	d	e	f	g	h	i	j	k	l	m	n
	a			c	d	e	f	g	h	i	j	k	l	m	n
	a			c	d	e	f	g	h	i	j	k	l	m	n
	a			c	d	e	f	g	h	i	j	k	l	m	n
	a			c	d	e	f	g	h	i	j	k	l	m	n
	a			c	d	e	f	g	h	i	j	k	l	m	n
	a			c	d	e	f	g	h	i	j	k	l	m	n
	a			c	d	e	f	g	h	i	j	k	l	m	n
	a			c	d	e	f	g	h	i	j	k	l	m	n
	a			c	d	e	f	g	h	i	j	k	l	m	n
	a			c	d	e	f	g	h	i	j	k	l	m	n
	a			c	d	e	f	g	h	i	j	k	l	m	n
	a			c	d	e	f	g	h	i	j	k	l	m	n
	a			c	d	e	f	g	h	i	j	k	l	m	n
	Total					Total
	[MWh/month]

				MWh/month
				January
				February
				March
				April
				May
				June
				July
				August
				September
				October
				November
				December
				Figure
	Figure 6.3.3.1 Distribution of the heat demand by months. Proposed final solution.					Distribution of the heat demand by months.
				Proposed final solution.

Process heat demand	Total	January	February	March	April	May	June	July	August	September	October	November	December
a	b	c	d	e	f	g	h	i	j	k	l	m	n
a	b	c	d	e	f	g	h	i	j	k	l	m	n
a	b	c	d	e	f	g	h	i	j	k	l	m	n
a	b	c	d	e	f	g	h	i	j	k	l	m	n
a	b	c	d	e	f	g	h	i	j	k	l	m	n
a	b	c	d	e	f	g	h	i	j	k	l	m	n
a	b	c	d	e	f	g	h	i	j	k	l	m	n
a	b	c	d	e	f	g	h	i	j	k	l	m	n
a	b	c	d	e	f	g	h	i	j	k	l	m	n
a	b	c	d	e	f	g	h	i	j	k	l	m	n
a	b	c	d	e	f	g	h	i	j	k	l	m	n
a	b	c	d	e	f	g	h	i	j	k	l	m	n
a	b	c	d	e	f	g	h	i	j	k	l	m	n
a	b	c	d	e	f	g	h	i	j	k	l	m	n
a	b	c	d	e	f	g	h	i	j	k	l	m	n
a	b	c	d	e	f	g	h	i	j	k	l	m	n
a	b	c	d	e	f	g	h	i	j	k	l	m	n
a	b	c	d	e	f	g	h	i	j	k	l	m	n
a	b	c	d	e	f	g	h	i	j	k	l	m	n
a	b	c	d	e	f	g	h	i	j	k	l	m	n
Total

## 633b
	company, city, country					EN
	6.3.3.2	Distribution of the cooling demand by months					Distribution of the cooling demand by months
				0
	Here the process cooling demand is presented distributed by months for the present state.					Here the process cooling demand is presented distributed by months for the present state.
				Table
	Table 6.3.3.2 Monthly process cooling demand					Monthly process cooling demand
				0
	Process			Monthly process cooling demand					Process
				[MWh]					Monthly process cooling demand
	Month:			1	2	3	4	5	6	7	8	9	10	11	12			0
	a			c	d	e	f	g	h	i	j	k	l	m	n			0
	a			c	d	e	f	g	h	i	j	k	l	m	n			0
	a			c	d	e	f	g	h	i	j	k	l	m	n			0
	a			c	d	e	f	g	h	i	j	k	l	m	n			0
	a			c	d	e	f	g	h	i	j	k	l	m	n			0
	a			c	d	e	f	g	h	i	j	k	l	m	n			0
	a			c	d	e	f	g	h	i	j	k	l	m	n			0
	a			c	d	e	f	g	h	i	j	k	l	m	n			0
	a			c	d	e	f	g	h	i	j	k	l	m	n			0
	a			c	d	e	f	g	h	i	j	k	l	m	n			0
	a			c	d	e	f	g	h	i	j	k	l	m	n			0
	a			c	d	e	f	g	h	i	j	k	l	m	n			0
	a			c	d	e	f	g	h	i	j	k	l	m	n			0
	a			c	d	e	f	g	h	i	j	k	l	m	n			0
	a			c	d	e	f	g	h	i	j	k	l	m	n			0
	a			c	d	e	f	g	h	i	j	k	l	m	n			0
	a			c	d	e	f	g	h	i	j	k	l	m	n			0
	a			c	d	e	f	g	h	i	j	k	l	m	n			0
	a			c	d	e	f	g	h	i	j	k	l	m	n			0
	a			c	d	e	f	g	h	i	j	k	l	m	n			0
	a			c	d	e	f	g	h	i	j	k	l	m	n			Total
				0
	[MWh/month]					0
				0
				0
				0
				0
				0
				0
				0
				MWh/month
				January
				February
				March
				April
				May
				June
				July
				August
				September
				October
				November
				December
				Figure
	Figure 6.3.3.2 Distribution of the cooling demand by months. Proposed final solution.					Distribution of the cooling demand by months.
				Proposed final solution.

Process heat demand	Total	January	February	March	April	May	June	July	August	September	October	November	December
a	b	c	d	e	f	g	h	i	j	k	l	m	n
a	b	c	d	e	f	g	h	i	j	k	l	m	n
a	b	c	d	e	f	g	h	i	j	k	l	m	n
a	b	c	d	e	f	g	h	i	j	k	l	m	n
a	b	c	d	e	f	g	h	i	j	k	l	m	n
a	b	c	d	e	f	g	h	i	j	k	l	m	n
a	b	c	d	e	f	g	h	i	j	k	l	m	n
a	b	c	d	e	f	g	h	i	j	k	l	m	n
a	b	c	d	e	f	g	h	i	j	k	l	m	n
a	b	c	d	e	f	g	h	i	j	k	l	m	n
a	b	c	d	e	f	g	h	i	j	k	l	m	n
a	b	c	d	e	f	g	h	i	j	k	l	m	n
a	b	c	d	e	f	g	h	i	j	k	l	m	n
a	b	c	d	e	f	g	h	i	j	k	l	m	n
a	b	c	d	e	f	g	h	i	j	k	l	m	n
a	b	c	d	e	f	g	h	i	j	k	l	m	n
a	b	c	d	e	f	g	h	i	j	k	l	m	n
a	b	c	d	e	f	g	h	i	j	k	l	m	n
a	b	c	d	e	f	g	h	i	j	k	l	m	n
a	b	c	d	e	f	g	h	i	j	k	l	m	n
a	b	c	d	e	f	g	h	i	j	k	l	m	n

## 641
	company, city, country					EN	EN	CAT	CZ	DE	ES	FR	IT	PL	SI
	6.4.1	Benchmarks (1): global energy intensity					Benchmarks (1): global energy intensity	Benchmarks (1): global energy intensity		Referenční údaje (1): globální energetická intenzita	Benchmarks (1): globale Energieintensität	Benchmarks (1): intensidad energética global		Valori di riferimento (1): incidenza globale dell'energia	Benchmarki (1): globalna energochłonność	Primerjalna analiza (1): globalna energijska intenzivnost.
				0
	In the following, energy consumption of the proposed final solution is compared with reference ratios (benchmarks) for global energy intensity (energy consumption per unit value of turnover [kWh/EUR])					In the following, energy consumption of the proposed final solution is compared with reference ratios (benchmarks) for global energy intensity (energy consumption per unit value of turnover [kWh/EUR])	In the following, energy consumption of the proposed final solution is compared with reference ratios (benchmarks) for global energy intensity (energy consumption per unit value of turnover [kWh/EUR])		Následuje srovnání spotřeby energie navrhovaného konečného řešení s referenčními poměry (údaji) globální energetické intenzity (spotřeba energie na jednotku obratu [kWh/EUR])	In der Folge wird der derzeitige Energieverbrauch mit Referenzwerten (Benchmarks) für gesamte Energieintensität (Energieverbrauch pro EUR Umsatz [kWh/EUR]) verglichen.	A continuación se compara el consumo de energía global en la propuesta definitiva con los índices de referencia (benchmarks) de intensidad energética global (consumo de energía por unidad de facturación [kWh/EUR])		Di seguito, si raffronta il consumo di energia della soluzione finale proposta con i valori di riferimento relativi all'incidenza globale dell'energia (consumo di energia per singola voce del fatturato [kW ora/EUR])	W tej części zużycie energii w stanie obecnym porównuje się ze wskaźnikami odniesienia (benchmarkami) globalnej energochłonności (zużycia energii na wartość jednostki obrotu [kWh/EUR])	Raba energije predlaganega ukrepa v primerjavi z referenčnimi vrednostmi za globalno energijsko intenzivnost (raba energije glede na promet [kWh/EUR])
				0
	Table 6.4.1 Available reference ratios for energy intensity					Table 6.4.1 Available reference ratios for energy intensity	Table 6.4.1 Available reference ratios for energy intensity		Tabulka 6.4.1 Dostupné referenční poměry energetické intenzity	Tabelle 6.4.1 Verfügbare Referenzwerte für Energieintensität	Tabla 6.4.1 Índices de referencia para la intensidad energética		Tabella 6.4.1 valori di riferimento disponibili sull'incidenza dell'energia	Tabela 6.4.1 Dostępne wskaźniki odniesienia dot. energochłonności	Preglednica 6.4.1 Razpoložljiva referenčna razmerja za energijsko intenzivnost.
				0
	Source			Reference				Validity		Primary energy		Fuels		Electricity				Source	Source		Zdroj	Quelle	Fuente		Fonte	Źródło	Vir
				[kWh/€]		[kWh/€]		[kWh/€]				Reference	Reference		Reference	Referenz	Referencia		Riferimento	Odniesienie	Referenca
	Present state					0,00		0,00		0,00					Platnost				Validità		Veljavnost
	Proposed final solution					Validity	Validity		Primární energie	Validität	Validez		Validità	Ważność	Veljavnost
				Primary energy	Primary energy		Paliva	Primärenergie	Energía primaria		Energia primaria	Energia pierwotna	Primarna energija
				Fuels	Fuels		Elektřina	Brennstoffe	Combustibles		Combustibili	Paliwa	Goriva
				Electricity	Electricity		Navrhované konečné řešení	Strom	Electricidad		Elettricità	Energia elektryczna	Električna energija
				Proposed final solution	Proposed final solution			Ausgewählter Alternativvorschlag	Propuesta definitiva		Soluzione finale proposta	Ostatecznie zaproponowane rozwiązanie	Predlagani ukrep
				0
				0
				0
				0
				0
				0
				0
		energy intensity (fuels) [kWh/€] / energy intensity (electricity) [kWh/€]					0
				0
				0
				0
				0
				0
				0
				0
				0
				0
				energy intensity (electricity) [kWh/€]	energy intensity (electricity) [kWh/€]			Energieintensität (Strom) [kWh/€]	intensidad energética (electricidad) [kWh/€]		Incidenza dell'energia (elettricità) [kW ora/€]	energochłonność (energia elektryczna) [kWh/€]	energijska intenzivnost (električne energije) [kWh/€]
				0			energëtická intenzita (elektřina) [kWh/€]
				0
				0
				0
				0
				0
				0
				0
				0
				energy intensity (fuels) [kWh/€]	energy intensity (fuels) [kWh/€]			Energieintensität (Brennstoffe) [kWh/€]	intensidad energética (combustibles) [kWh/€]		Incidenza dell'energia (combustibili) [kW ora/€]	energochłonność (paliwa) [kWh/€]	energijska intenzivnost (goriva) [kWh/€]
				0			energetická intenzita (paliva) [kWh/€]
				0
				0
	Figure 6.4.1 Comparison of energy intensity (fuels and electricity) with available benchmark ratios. Proposed final solution.					Figure 6.4.1 Comparison of energy intensity (fuels and electricity) with available benchmark ratios. Proposed final solution.	Figure 6.4.1 Comparison of energy intensity (fuels and electricity) with available benchmark ratios. Proposed final solution.			Abbildung 6.4.1 Vergleich der derzeitigen Energieintensität (Brennstoffe und Strom) mit verfügbaren Benchmark-Werten. Ausgewählter Alternativvorschlag.	Figura 6.4.1 Comparación de la intensidad energética (combustibles y electricidad) con los benchmarks disponibles. Propuesta definitiva.		Figura 6.4.1 Raffronto tra incidenza dell'energia (combustibili e elettricità) e valori di riferimento disponibili. Soluzione finale proposta.	Wykres 6.4.1 Porównanie energochłonności stanu obecnego (paliwa i energia elektryczna) z dostępnymi wskaźnikami benchmark. Ostatecznie zaproponowane rozwiązanie	Slika 6.4.1 Primerjava energijske intenzivnosti (goriva in električne energije) z razpoložljivimi podatki za primerjavo. Končni predlagani ukrep.
				0			Obrázek 6.4.1 Srovnání energetické intenzity (paliva a elektřina) s dostupnými srovnávacími poměry. Navrhované konečné řešení.
	TAR-F	TAR-E	BM-F					BM-E
PS					#VALUE!
BM1	1	0,1	0	1	2	3	2	#VALUE!	1	1	1	1
BM2	2	0,2	0	2	4	6	4	#VALUE!	2	2	2	2
BM3	4	0,4	0	4	8	12	8	#VALUE!	4	4	4	4
BM4	8	0,8	0	8	16	24	16	#VALUE!	8	8	8	8
BM5	16	1,6	0	16	32	48	32	#VALUE!	16	16	16	16
BM6	32	3,2	0	32	64	96	64	#VALUE!	32	32	32	32
BM7	64	6,4	0	64	128	192	128	#VALUE!	64	64	64	64
BM8	128	12,8	0	128	256	384	256	#VALUE!	128	128	128	128
BM9	256	25,6	0	256	512	768	512	#VALUE!	256	256	256	256
BM10	512	51,2	0	512	1024	1536	1024	#VALUE!	512	512	512	512

## 642_Prod01
company, city, country					EN	EN	CAT	CZ	DE	ES	FR	IT	PL	SI
6.4.2.1	Benchmarks (2): specific energy consumption (SEC) by product					Benchmarks (2): specific energy consumption (SEC) by product	Benchmarks (2): specific energy consumption (SEC) by product		Srovnávací údaje (2): specifická spotřeba energie (SEC) podle produktů	Benchmarks (2): spezifischer Energieverbrauch (SEC) nach Produkt	Benchmarks (2): consumo de energía específico (SEC) por producto		Valori di riferimento (2): consumo di energia specifica (SEC) per prodotto	Benchmarki (2): jednostkowe zużycie energii (SEC) przypadające na produkt	Primerjalna analiza (2): specifična raba energije (SEC) po produktu.
				0
In the following the specific energy consumption for each product is compared with reference ratios (benchmarks). Part of the energy consumption for general services is added to the energy consumption of the product specific processes, in the proportion of the product on total turnover.					In the following the specific energy consumption for each product is compared with reference ratios (benchmarks). Part of the energy consumption for general services is added to the energy consumption of the product specific processes, in the proportion of the product on total turnover.	In the following the specific energy consumption for each product is compared with reference ratios (benchmarks). Part of the energy consumption for general services is added to the energy consumption of the product specific processes, in the proportion of the product on total turnover.		Následuje srovnání specifické spotřeby energie u jednotlivých produktů a referenčními poměry (srovnávací data). Spotřeba energie u jednotlivých produktů je navýšena o část celkové spotřeby energie, v poměru odpovídajícím podílu daného produktu na celkovém obratu.	In der Folge wird der spezifische Energieverbrauch jedes Produkts mit den Referenzwerten (Benchmarks) verglichen. Ein Teil des Energieverbrauchs für Allgemeines wird dem Energieverbrauch für produktspezifische Prozesse zugerechnet, entsprechend dem Anteil des Produkts am Gesamtumsatz.	A continuación se compara el consumo de energía específico de cada producto con los índices de referencia (benchmarks). Al consumo de energía de los procesos específicos de cada producto se suma una parte proporcional del consumo de energía correspondiente a servicios generales según el peso de dicho producto en la facturación total.		Si raffronta a seguire il consumo di energia specifica per ciascun prodotto con i valori di riferimento. Si aggiunge al consumo di energia dei processi specifici di prodotto, una percentuale del consumo di energia per i servizi generici, secondo l'incidenza del prodotto sul fatturato totale.	W tej części jednostkowe zużycie energii przypadające na każdy produkt porównuje się ze wskaźnikami odniesienia (benchmarkami). Część zużycia energii na usługi ogólne dodaje się do zużycia energii przypadającego na procesy jednostkowe w stosunku produktu do obrotu łącznego.	Specifična raba energije za vsak produkt je primerjana z referenčnimi vrednostmi. Specifični rabi energije je dodan delež rabe energije za skupne potrebe obračunan po deležu specifične rabe za določen produkt glede na letni promet.
				0
Reference ratios for product:				Milk					Product unit (pu):			[t]					Reference ratios for product:	Reference ratios for product:		Referenční poměry pro produkt:	Referenzwerte für das Produkt:	Índices de referencia para productos:		Valori di riferimento per prodotto:	Wskaźniki odniesienia dla produktu:	Referenčna razmerja za proizvod:
				Product unit (pu):	Product unit (pu):		Jednotka produktu (pu):	Produkteinheit (pu):	Unidad de producto (pu):		Unità di prodotto (pu):	Jednostka produktu (pu):	Enota produkta (pu):
Yearly production				[t]		10.000					Yearly production	Yearly production		Roční výroba	Jahresproduktion	Producción anual		Produzione annua	Roczna produkcja	Letni obseg proizvodnje
Yearly turnover for this product				M€		1,50					Yearly turnover for this product	Yearly turnover for this product		Roční obrat tohoto produktu	Jahresumsatz mit diesem Produkt	Facturación anual del producto		Fatturato annuo per questo prodotto	Roczny obrót z produktu	Letni promet za ta produkt.
Percentage on total turnover					27,3%					Percentage on total turnover	Percentage on total turnover		Procento z celkového obratu	Prozentsatz am Gesamtumsatz	Porcentaje respecto de la facturación total		Percentuale del fatturato totale	Procent z obrotu łącznego	Delež celotnega prometa.
				Table	Table			Tabelle	Tabla		Tabella	Tabela	Preglednica
Table 6.4.2.1. Available reference ratios for specific energy consumption (SEC) per quantity of product. Proposed final solution.					Available reference ratios for specific energy consumption (SEC) per quantity of product. Proposed final solution.	Available reference ratios for specific energy consumption (SEC) per quantity of product. Proposed final solution.		Tabulka 6.4.2 Dostupné refereční poměry měřné spotřeby energie (SEC) na jednotku produktu. Navrhované konečné řešení.	Verfügbare Referenzwerte für den spezifischen Energieverbrauch (SEC) pro Produktmenge. Ausgewählter Alternativvorschlag.	Índices de referencia para el consumo de energía específico (SEC) por cantidad de producto. Propuesta definitiva.		Valori di riferimento disponibili per il consumo di energia specifica (SEC) per quantità di prodotto. Soluzione finale proposta.	Dostępne wskaźniki odniesienia dot. jednostkowego zużycia energii (SEC) przypadające na ilość produktu. Ostatecznie zaproponowane rozwiązanie	Razpoložljive referenčne vrednosti za specifično rabo energije (SEC) na enoto produkta. Končni predlagani ukrep.
				0
Source			Reference				Validity		Primary energy		Fuels		Electricity				Source	Source		Zdroj	Quelle	Fuente		Fonte	Źródło	Vir
				[kWh/pu]		[kWh/pu]		[kWh/pu]				Reference	Reference		Reference	Referenz	Referencia		Riferimento	Odniesienie	Referenca
				2,90		2,20		0,15				Validity	Validity		Platnost	Validität	Validez		Validità	Ważność	Veljavnost
				Primary energy	Primary energy		Primární energie	Primärenergie	Energía primaria		Energia primaria	Energia pierwotna	Primarna energija
				Fuels	Fuels		Paliva	Brennstoffe	Combustibles		Combustibili	Paliwa	Goriva
				Electricity	Electricity		Elektřina	Strom	Electricidad		Elettricità	Energia elektryczna	Električna energija
				Present state	Present state		Současný stav	Ist-Zustand	Situación actual		Situazione attuale	Ostatecznie zaproponowane rozwiązanie	Dejansko stanje
				[kWh/pu]	[kWh/pu]		[kWh/pu]	[kWh/pu]	[kWh/pu]		[kW ora/pu]	[kWh/pu]	[kWh/pu]
				0
				0
				0
				0
				0
				0
				0
	SEC per product (fuels) [kWh/pu] / SEC per product (electricity) [kWh/pu]					0
				0
				0
				0
				0
				0
				0
				0
				0
				0
				0
				0
				0
				SEC per product (electricity) [kWh/pu]	SEC per product (electricity) [kWh/pu]		SEC na produkt (elektřina) [kWh/pu]	SEC pro Produkt (Strom) [kWh/pu]	SEC por producto (electricidad) [kWh/pu]		SEC per prodotto (elettricità) [kW ora/pu]	SEC przypadające na produkt (energia elektryczna) [kWh/pu]	SEC na produkt (električne energije) [kWh/pu]
				0
				0
				0
				0
				0
				0
				0
				SEC per product (fuels) [kWh/pu]	SEC per product (fuels) [kWh/pu]		SEC na produkt (paliva) [kWh/pu]	SEC pro Produkt (Brennstoffe) [kWh/pu]	SEC por producto (combustibles) [kWh/pu]		SEC per prodotto (combustibili) [kW ora/pu]	SEC przypadające na produkt (paliwa) [kWh/pu]	SEC na produkt (gorivo) [kWh/pu]
				0
				Figure	Figure			Abbildung	Figura		Figura	Wykres	Slika
Figure 6.4.2.1. Comparison of present state SEC per product (fuels and electricity) with available benchmark ratios					Comparison of present state SEC per product (fuels and electricity) with available benchmark ratios	Comparison of present state SEC per product (fuels and electricity) with available benchmark ratios		Obrázek 6.4.2 Srovnání současného stavu SEC na produkt (paliva a elektřina) s dostupnými referenčními údaji.	Vergleich des derzeitigen SEC pro Produkt (Brennstoffe und Strom) mit verfügbaren Benchmark-Werten	Comparación del SEC por producto en la situación actual (combustibles y electricidad) con los benchmarks disponibles		Raffronto tra il SEC attuale per prodotto (combustibili ed elettricità) e i valori di riferimento disponibili	Porównanie SEC dla obecnego stanu przypadające na produkt (paliwa i energia elektryczna) z dostępnymi wskaźnikami benchmark	Primerjava dejanskega stanja (SEC) na enoto produkta za električno energijo in gorivo z razpoložljivimi podatki.

## 642_Prod02
company, city, country
6.4.2.2	Benchmarks (2): specific energy consumption (SEC) by product

In the following the specific energy consumption for each product is compared with reference ratios (benchmarks). Part of the energy consumption for general services is added to the energy consumption of the product specific processes, in the proportion of the product on total turnover.

Reference ratios for product:				Milk					Product unit (pu):			[t]

Yearly production				[t]		10.000
Yearly turnover for this product				M€		1,50
Percentage on total turnover					27,3%

Table 6.4.2.2. Available reference ratios for specific energy consumption (SEC) per quantity of product. Proposed final solution.

Source			Reference				Validity		Primary energy		Fuels		Electricity
					[kWh/pu]		[kWh/pu]		[kWh/pu]
					2,90		2,20		0,15

	SEC per product (fuels) [kWh/pu] / SEC per product (electricity) [kWh/pu]

Figure 6.4.2.2. Comparison of present state SEC per product (fuels and electricity) with available benchmark ratios

## 642_Prod03
company, city, country
6.4.2.3	Benchmarks (2): specific energy consumption (SEC) by product

In the following the specific energy consumption for each product is compared with reference ratios (benchmarks). Part of the energy consumption for general services is added to the energy consumption of the product specific processes, in the proportion of the product on total turnover.

Reference ratios for product:				Milk					Product unit (pu):			[t]

Yearly production				[t]		10.000
Yearly turnover for this product				M€		1,50
Percentage on total turnover					27,3%

Table 6.4.2.3. Available reference ratios for specific energy consumption (SEC) per quantity of product. Proposed final solution.

Source			Reference				Validity		Primary energy		Fuels		Electricity
					[kWh/pu]		[kWh/pu]		[kWh/pu]
					2,90		2,20		0,15

	SEC per product (fuels) [kWh/pu] / SEC per product (electricity) [kWh/pu]

Figure 6.4.2.3. Comparison of present state SEC per product (fuels and electricity) with available benchmark ratios

## 643_UnitOp01
company, city, country					EN	EN	CAT	CZ	DE	ES	FR	IT	PL	SI
6.4.3.1	Benchmarks (3): specific energy consumption (SEC) by unit operation					Benchmarks (3): specific energy consumption (SEC) by unit operation	Benchmarks (3): specific energy consumption (SEC) by unit operation		Referenční údaje (3): měřná spotřeba energie (SEC) na jednotku provozu	Benchmarks (3): spezifischer Energieverbrauch (SEC) nach Grundoperation	Benchmarks (3): consumo de energía específico (SEC) por operación unitaria		Valori di riferimento (3): consumo di energia specifica (SEC) per singola operazione	Benchmarki (3): jednostkowe zużycie energii (SEC) przypadające na operację jednostkową	Primerjalna analiza (3): specifična raba energije (SEC) po procesni enoti.
				0
Here the energy consumption for each product for the proposed final solution is compared with reference ratios (benchmarks) for specific energy consumption per quantity of product [kWh/pu] (SEC)					Here the energy consumption for each product for the proposed final solution is compared with reference ratios (benchmarks) for specific energy consumption per quantity of product [kWh/pu] (SEC)	Here the energy consumption for each product for the proposed final solution is compared with reference ratios (benchmarks) for specific energy consumption per quantity of product [kWh/pu] (SEC)		Následuje srovnání spotřeby energie na jednotlivý produkt, navrhované konečné řešení, s referenčními poměry (srovnávací údaje) měrné spotřeby energie na jednotkové množství produktu [kWh/pu] (SEC)	Der derzeitige Energieverbrauch für jedes Produkt wird nun mit den Referenzwerten (Benchmarks) für den spezifischen Energieverbrauch pro Produktmenge [kWh/pu] (SEC) verglichen.	Aquí se compara el consumo de energía para cada producto en la propuesta definitiva con los índices de referencia (benchmarks) para el consumo de energía específico por cantidad de producto [kWh/pu] (SEC)		Si raffronta il consumo di energia per ciascun prodotto per la soluzione finale proposta con i valori di riferimento sul consumo di energia specifica per quantità di prodotto [kW ora/pu] (SEC)	Tutaj jednostkowe zużycie energii przypadające na każdy produkt dla stanu obecnego porównuje się ze wskaźnikami odniesienia (benchmarkami) jednostkowego zużycia energii przypadającymi na ilość produktu [kWh/pu] (SEC)	Rabe energije predlaganega ukrepa za vsak produkt v primerjavi z referenčnimi vrednostmi specifične rabe energije na enoto produkta [kWh/pu] (SEC).
Unit operation:				Pasteurising					Reference medium:			water					Unit operation:	Unit operation:		Jednotka operace:	Grundoperation:	Operación unitaria:		Singola operazione:	Operacja jednostkowa:	Procesna operacija:
				Product unit (pu):			[t]					Reference medium:	Reference medium:		Referenční médium:	Referenzmedium:	Medio de referencia:		Fluido di riferimento:	Medium odniesienia:	Referenčni medij:
Yearly volume processed				[t]		10.000					Product unit (pu):	Product unit (pu):		Jednotka produktu (pu):	Produkteinheit (pu):	Unidad de producto (pu):		Unità di prodotto (pu):	Operacja jednostkowa (pu):	Enota rodukta (pu):
				Yearly volume processed	Yearly volume processed		Roční objem zpracování	Jährlich verarbeitete Menge	Volumen procesado anualmente		Quantità annua lavorata	Roczna wielkość obrobiona	Letna proizvedena količina:
Table 6.4.3.1. Available reference ratios for specific energy consumption (SEC) per unit operation					Available reference ratios for specific energy consumption (SEC) per unit operation	Available reference ratios for specific energy consumption (SEC) per unit operation		Dostupné referenční poměry měrné spotřeby energie (SEC) na jednotku provozu. Navrhované konečné řešení.	Verfügbare Referenzwerte für den spezifischen Energieverbrauch (SEC) nach Grundoperation	Índices de referencia para el consumo de energía específico (SEC) por operación unitaria.		Valori di riferimento disponibili sul consumo di energia specifica (SEC) per singola operazione	Dostępne wskaźniki odniesienia dot. jednostkowego zużycia energii (SEC) przypadające na operację jednostkową	Razpoložljive referenčne vrednosti za specifično rabo energije (SEC) na procesno enoto.
				Table	Table		Tabulka	Tabelle	Tabla		Tabella	Tabela	Preglednica
Source			Reference				Validity		Primary energy		Fuels		Electricity				0
				[kWh/pu]		[kWh/pu]		[kWh/pu]				0
				2,90		2,20		0,15				Source	Source		Zdroj	Quelle	Fuente		Fonte	Źródło	Vir
				Reference	Reference		Reference	Referenz	Referencia		Riferimento	Odniesienie	Referenca
				Validity	Validity		Platnost	Validität	Validez		Validità	Ważność	Veljavnost
				Primary energy	Primary energy		Primární energie	Primärenergie	Energía primaria		Energia primaria	Energia pierwotna	Primarna energija
				Fuels	Fuels		Paliva	Brennstoffe	Combustibles		Combustibili	Paliwa	Goriva
				Electricity	Electricity		Elektřina	Strom	Electricidad		Elettricità	Energia elektryczna	Električna energija
				Present state	Present state		Současný stav	Ist-Zustand	Situación actual		Situazione attuale	Ostatecznie zaproponowane rozwiązanie	Dejansko stanje
				[kWh/pu]	[kWh/pu]		[kWh/pu]	[kWh/pu]	[kWh/pu]		[kW ora/pu]	[kWh/pu]	[kWh/pu]
				0			Zdroj 2
				0
				0
				0
				0
	SEC per product (fuels) [kWh/pu] / SEC per product (electricity) [kWh/pu]					0
				0
				0
				0
				0
				0
				0
				0
				0
				0
				0
				SEC per unit operation (electricity) [kWh/pu]	SEC per unit operation (electricity) [kWh/pu]		SEC na jednotku provozu (elektřina) [kWh/pu]	SEC nach Grundoperation (Strom) [kWh/pu]	SEC por operación unitaria (electricidad) [kWh/pu]		SEC per singola operazione (elettricità) [kW ora/pu]	SEC przypadające na operację jednostkową (energia elektryczna) [kWh/pu]	SEC na procesno operacijo (električno energijo) [kWh/pu]
				0
				0
				0
				0
				0
				0
				0
				SEC per unit operation (fuels) [kWh/pu]	SEC per unit operation (fuels) [kWh/pu]		SEC na jednotku provozu (paliva) [kWh/pu]	SEC nach Grundoperation (Brennstoffe) [kWh/pu]	SEC por operación unitaria (combustibles) [kWh/pu]		SEC per singola operazione (combustibili) [kW ora/pu]	SEC przypadające na operację jednostkową (paliwa) [kWh/pu]	SEC na procesno operacijo (goriva) [kWh/pu]
				0
				0
				0
				Figure	Figure			Abbildung	Figura		Figura	Wykres	Slika
Figure 6.4.3.1. Comparison of proposed final solution SEC per unit operation (fuels and electricity) with available benchmark ratios					Comparison of proposed final solution SEC per unit operation (fuels and electricity) with available benchmark ratios	Comparison of proposed final solution SEC per unit operation (fuels and electricity) with available benchmark ratios		Obrázek 6.4.3 Srovnání SEC konečného navrhovaného řešení na jednotku provozu (paliva a elektřina) s dostupnými srovnávacími poměry	Vergleich des derzeitigen SEC nach Grundoperation (Brennstoffe und Strom) mit verfügbaren Benchmark-Werten	Comparación del SEC por operación unitaria en la propuesta definitiva (combustibles y electricidad) con los benchmarks disponibles		Raffronto tra il SEC per singola operazione (combustibili ed elettricità) per la soluzione finale proposta e i valori di riferimento disponibili.	Porównanie SEC dla obecnego stanu przypadające na operację jednostkową (paliwa i energia elektryczna) z dostępnymi wskaźnikami benchmark	Primerjava predlaganega ukrepa (SEC) v odvisnosti od procesne operacije za električno energijo in gorivo z razpoložljivimi podatki.

## 643_UnitOp02
company, city, country
6.4.3.2	Benchmarks (3): specific energy consumption (SEC) by unit operation

Here the energy consumption for each product for the proposed final solution is compared with reference ratios (benchmarks) for specific energy consumption per quantity of product [kWh/pu] (SEC)
Unit operation:				Pasteurising					Reference medium:			water
					Product unit (pu):			[t]
Yearly volume processed				[t]		10.000

Table 6.4.3.2. Available reference ratios for specific energy consumption (SEC) per unit operation

Source			Reference				Validity		Primary energy		Fuels		Electricity
					[kWh/pu]		[kWh/pu]		[kWh/pu]
					2,90		2,20		0,15

	SEC per product (fuels) [kWh/pu] / SEC per product (electricity) [kWh/pu]

Figure 6.4.3.2. Comparison of proposed final solution SEC per unit operation (fuels and electricity) with available benchmark ratios

## 643_UnitOp03
company, city, country
6.4.3.3	Benchmarks (3): specific energy consumption (SEC) by unit operation

Here the energy consumption for each product for the proposed final solution is compared with reference ratios (benchmarks) for specific energy consumption per quantity of product [kWh/pu] (SEC)
Unit operation:				Pasteurising					Reference medium:			water
					Product unit (pu):			[t]
Yearly volume processed				[t]		10.000

Table 6.4.3.3. Available reference ratios for specific energy consumption (SEC) per unit operation

Source			Reference				Validity		Primary energy		Fuels		Electricity
					[kWh/pu]		[kWh/pu]		[kWh/pu]
					2,90		2,20		0,15

	SEC per product (fuels) [kWh/pu] / SEC per product (electricity) [kWh/pu]

Figure 6.4.3.3. Comparison of proposed final solution SEC per unit operation (fuels and electricity) with available benchmark ratios

## 643_UnitOp04
company, city, country
6.4.3.4	Benchmarks (3): specific energy consumption (SEC) by unit operation

Here the energy consumption for each product for the proposed final solution is compared with reference ratios (benchmarks) for specific energy consumption per quantity of product [kWh/pu] (SEC)
Unit operation:				Pasteurising					Reference medium:			water
					Product unit (pu):			[t]
Yearly volume processed				[t]		10.000

Table 6.4.3.4. Available reference ratios for specific energy consumption (SEC) per unit operation

Source			Reference				Validity		Primary energy		Fuels		Electricity
					[kWh/pu]		[kWh/pu]		[kWh/pu]
Present state					2,90		2,20		0,15

	SEC per product (fuels) [kWh/pu] / SEC per product (electricity) [kWh/pu]

Figure 6.4.3.4. Comparison of proposed final solution SEC per unit operation (fuels and electricity) with available benchmark ratios

## 643_UnitOp05
company, city, country
6.4.3.5	Benchmarks (3): specific energy consumption (SEC) by unit operation

Here the energy consumption for each product for the proposed final solution is compared with reference ratios (benchmarks) for specific energy consumption per quantity of product [kWh/pu] (SEC)
Unit operation:				Pasteurising					Reference medium:			water
					Product unit (pu):			[t]
Yearly volume processed				[t]		10.000

Table 6.4.3.5. Available reference ratios for specific energy consumption (SEC) per unit operation

Source			Reference				Validity		Primary energy		Fuels		Fuels
					[kWh/pu]		[kWh/pu]		[kWh/pu]
Present state					2,90		2,20		0,15

	SEC per product (fuels) [kWh/pu] / SEC per product (electricity) [kWh/pu]

Figure 6.4.3.5. Comparison of proposed final solution SEC per unit operation (fuels and electricity) with available benchmark ratios

## Annex1
company, city, country					EN	EN	BG	CAT	CZ	DE	ES	FR	IT	PL	SI	SK
Annex 1: Conversion Factors used in the Analysis					Conversion factors used in the analysis	Conversion factors used in the analysis	Конвертиращи фактори използвани в анализа		Převodní faktory použité při analýze	In der Analyse verwendete Umrechnungsfaktoren	Factores de conversión utilizados en el análisis	Facteurs de conversion utilisés dans l'analyse	Fattori di conversione utilizzati nell'analisi	Czynniki konwersji stosowane w analizie	Uporabljeni faktorji pretvorbe za analizo	Konverzné faktory použité pri analýze
				Parameter	Parameter	Параметър		Parametr	Parameter	Parámetro	Paramètre	Parametro	Parametr	Parameter	Parameter
				Description	Description	Описание		Popis	Beschreibung	Descripción	Description	Descrizione	Opis	Oprema	Popis
Conversion factors used in the analysis					Unit	Unit	Единица		Jednotka	Einheit	Unidad	Unité	Unità di misura	Jednostka	Enota	Jednotka
				electricity mix	electricity mix	микс на електричество		electricity mix	Strommix	mix de electricidad	mix électricité	Mix elettrico	electricity mix	electricity mix	energetický mix
Parameter		Description				Unit		Value		Reference					Value	Value	Стойност		Hodnota	Wert	Valor	Valeur	Value	Wartość	Vrednost	Hodnota
electricity mix					Reference	Reference	Препоръка		Reference	Referenz	Referencia	Référence	Fonte	Odniesienie	Referenca	Referencie
PEConvEl		Conversion factor from primary energy to electricity from electricity grid				kWhPE/kWhe					Conversion factor from primary energy to electricity from electricity grid	Conversion factor from primary energy to electricity from electricity grid	Конвертиращ фактор от първична енергия към електричество, взето от електро-разпределителната мрежа		Převodní faktor primární energie na elektřinu z rozvodné sítě	Umrechnungsfaktor von Primärenergie in Netzstrom	Factor de conversión de energía primaria a electricidad desde la red eléctrica	Facteur de conversion de l'énergie primaire à l'électricité provenant du réseau électrique	Fattore di conversione dell'elettricità prelevata dalla rete in energia primaria	Czynnik konwersji z pierwotnej energii na energię elektryczną z sieci przesyłowej energii elektrycznej	Faktor pretvorbe iz primerne energije v električno energijo iz električnega omrežja.	Konverzný faktor primárnej energie na elektrickú energiu z rozvodnej siete
CO2ConvEl		Specific CO2 generation – electricity from grid				kg/kWhe					Specific CO2 generation – electricity from grid	Specific CO2 generation – electricity from grid	Специфично производство на CO2 – електричество от мрежата		Měřné emise CO2 – elektřina z rozvodné sítě	Spezifischer CO2-Ausstoß – Netzstrom	Generación específica de CO2– electricidad de la red eléctrica	Production spécifique de CO2 - électricité provenant du réseau	Specific CO2 generation – electricity from grid	Jednostkowa wytwórczość CO2 – energia elektryczna z sieci przesyłowej	Specifična proizvodnja CO2 – električna energije iz omrežja.	Produkcia špecifických emisií CO2 – elektrická energia z rozvodnej siete
NoNukesConvEl		Specific generation highly radioactive nuclear waste – electricity from grid				mg/kWhe					Specific generation highly radioactive nuclear waste – electricity from grid	Specific generation highly radioactive nuclear waste – electricity from grid	Специфично производство на високо радиоактивни ядрени отпадъци – електричество от мрежата		Měrné emise silně radioaktivního odpadu - elektřina z rozvodné sítě	Spezifisches Anfallen von hochradioaktivem Atommüll – Netzstrom	Generación específica de residuos nucleares muy radioactivos – electricidad de la red eléctrica	Production spécifique de déchets nucléaires hautement radioactifs - électricité provenant du réseau	Produzione specifica di residui altamente radioattivi elettricità dalla rete	Wytwórczość jednostkowa wysoce radioaktywnych odpadów - energia elektryczna z sieci przesyłowej	Specifična proizvodnja visoko radioaktivnih odpadkov - električna energije iz omrežja	Produkcia špecifického vysoko rádioaktívneho odpadu - elektrická energia z rozvodnej siete
fuels used					fuels used	fuels used	използвани горива		fuels used	genutzte Brennstoffe	combustibles utilizados	combustibles utilisés	Combustibili utilizzati	fuels used	fuels used	používané palivá
PEConvFuel / (natural gas)		Conversion factor from primary energy to final energy (LCV)				kWhPE/kWhth					Conversion factor from primary energy to final energy (LCV)	Conversion factor from primary energy to final energy (LCV)	Конвертиращ фактор от първична енергия към крайна енергия (LCV)		Převodní faktor primární energie na konečnou energii (LCV)	Umrechnungsfaktor von Primärenergie in Endenergie (Hi)	Factor de conversión de energía primaria a energía final (LCV)	Facteur de conversion de l'énergie primaire en énergie finale (PCI)	Fattore di conversione da energia finale in energia primaria (PCI)	Czynnik konwersji z pierwotnej energii na energię ostateczną (LCV)	Faktor pretvorbe iz primerne energije v končno energijo (LCV).	Konverzný faktor primárnej energie na konečnú energiu (LCV)
CO2ConvFuel / (natural gas)		Specific CO2 generation per unit of final energy (LCV)				kg/kWhth					Specific CO2 generation per unit of final energy (LCV)	Specific CO2 generation per unit of final energy (LCV)	Специфично производство на CO2 на единица крайна енергия (LCV)		Měrné emise CO2 na jednotku konečné energie (LCV)	Spezifischer CO2-Ausstoß pro Einheit Endenergie (Hi)	Generación específica de CO2 por unidad de energía final (LCV)	Production spécifique de CO2 par unité d'énergie finale (PCI)	Quantità specifica di CO2 per unità di energia finale (PCI)	Jednostkowa wytwórczość CO2 przypadająca na jednostkę energii ostatecznej (LCV)	Specifična proizvodnja CO2 na enoto končne energije (LCV).	Produkcia špecifických emisií CO2 na jednotku konečnej energie (LCV)
				0
				0
				0
				0
				0
				0
				0
				0
				0
				0
				0
				0
				0
				0
				0
				0
				0
				0
				0
				0
				0
				0
				0
				0
				0
				0
				0
				0
				0
				0

## Annex2
	company, city, country					EN	EN	BG	CAT	CZ	DE	ES	FR	IT	PL	SI	SK
	Annex 2: Energy tariffs and economic parameters used in the analysis					Energy tariffs and economic parameters used in the analysis	Energy tariffs and economic parameters used in the analysis	Енергийни тарифи и икономически параметри използвани в анализа	Energy tariffs and economic parameters used in the analysis	Energy tariffs and economic parameters used in the analysis	In der Analyse verwendete Energietarife und wirtschaftliche Rahmendaten	Tarifas energéticas y parámetros económicos usados en el análisis	Tarifs énergétiques et paramètres économiques utilisés dans l'analyse	Tariffe e parametri economici utilizzati nell'analisi	Energy tariffs and economic parameters used in the analysis	Energy tariffs and economic parameters used in the analysis	Energetické tarify a ekonomické parametre použité v analýze
				Parameter	Parameter	Параметър		Parametr	Parameter	Parámetro	Paramètre	Parametro	Parametr	Parameter	Parameter
				Description	Description	Описание		Popis	Beschreibung	Descripción	Description	Descrizione	Opis	Oprema	Popis
	Energy tariffs and economic parameters used in the analysis					Unit	Unit	Единица		Jednotka	Einheit	Unidad	Unité	Unità di misura	Jednostka	Enota	Jednotka
				electricity mix	electricity mix	микс на електричество		electricity mix	Strom-Mix	mix de electricidad	mix électricité	electricity mix	electricity mix	electricity mix	energetický mix
	Parameter		Description				Unit		Value					Value	Value	Стойност		Hodnota	Wert	Valor	Valeur	Valore	Wartość	Vrednost	Hodnota
	Energy tariffs *					Energy tariffs *	Energy tariffs *	Енергийни тарифи *	Energy tariffs *	Energy tariffs *	Energy tariffs *	Tarifas energéticas *	Tarif énergétique *	Energy tariffs *	Energy tariffs *	Energy tariffs *	Energetické tarify *
	Electricity					€/MWh		35,00					Electricity	Electricity	Electricity	Electricity	Electricity	Electricity	Electricidad	Electricity	Electricity	Electricity	Electricity	Electrická energia
	Feed-in tariff					€/MWh		25,00					Feed-in tariff	Feed-in tariff	Feed-in tariff	Feed-in tariff	Feed-in tariff	Feed-in tariff	Prima	Feed-in tariff	Feed-in tariff	Feed-in tariff	Feed-in tariff	Výkupná cena
	Natural gas					€/MWh		123,00					Natural gas	Natural gas	Natural gas	Natural gas	Natural gas	Natural gas	Gas natural	Natural gas	Gas naturale	Natural gas	Natural gas	Zemný plyn
	District heating					€/MWh		25,60					District heating	District heating	District heating	District heating	District heating	District heating	Calor de distrito	District heating	Teleriscaldamento	District heating	District heating	Diaľkové vykurovanie
	(*) Indications for fuels based on lower calorific value (LCV)					Indications for fuels based on lower calorific value (LCV)	Indications for fuels based on lower calorific value (LCV)	Индикации за горива на база на нискокалорийната стойност (LCV)		Indications for fuels based on lower calorific value (LCV)	Angaben für Brennstoffe basierend auf unterem Heizwert (Hi)	Valores de los fueles basados en el poder calorífico inferior (PCI)	Indications relatives aux combustibles basées sur le pouvoir calorifique inférieur (PCI)	Dati per i combustibili calcolati in base al Potere Calorifico Inferiore (PCI)	Indications for fuels based on lower calorific value (LCV)	Indications for fuels based on lower calorific value (LCV)	Označenie paliva na základe nižšej výhrevnosti (LCV)
				0
	Economic parameters					Economic parameters	Economic parameters	Икономически параметри	Economic parameters	Economic parameters	Economic parameters	Parámetros económicos	Paramètres économiques	Parametri economici	Economic parameters	Economic parameters	Ekonomické parametre
	Inflation					3,00%					Inflation	Inflation	Инфлация	Inflation	Inflation	Inflationsrate	Tasa general de inflación	Inflation	Tasso di inflazione	Inflation	Inflation	Inflácia
	Nominal interest rate of external financing					8,00%					Nominal interest rate of external financing	Nominal interest rate of external financing	Номиналния лихвен процент на външно финансиране	Nominal interest rate of external financing	Nominal interest rate of external financing	Nominaler Zins für externe Finanzierung	Tasa de interés nominal para financiación externa de instalaciones	Taux d'intérêt nominal du financement externe	Tasso di interesse nominale	Nominal interest rate of external financing	Nominal interest rate of external financing	Nominálna úroková miera externého financovania
	Expected development of energy prices					4,00%					Expected development of energy prices	Expected development of energy prices	Очаквано развитие на цените на енергията	Expected development of energy prices	Expected development of energy prices	Erwartete Steigerung der Preise für Energie	Tasa de incremento anual de los precios energéticos	Développement attendu des prix de l'énergie	Tasso di crescita atteso delle tariffe energetiche	Expected development of energy prices	Expected development of energy prices	Očakávaný vývoj cien energie
	Company specific discount rate					8,00%					Company specific discount rate	Company specific discount rate	Специфичен процент на отстъпка за фирмата	Company specific discount rate	Company specific discount rate	Firmenspezifische Abschreibungsrate	Tasa de amortización específica para la compañía	Taux d'escompte spécifique à l'entreprise	Tasso di sconto	Company specific discount rate	Company specific discount rate	Špecifická diskontná sadzba spoločnosti
	Time frame for economic analysis					years		15,0					Time frame for economic analysis	Time frame for economic analysis	Времева рамка за икономически анализи	Time frame for economic analysis	Time frame for economic analysis	Abschreibungszeitraum (Jahre)	Tiempo de amortización económica de instalaciones	Délai pour l'analyse économique	Periodo di ammortamento	Time frame for economic analysis	Time frame for economic analysis	Časový rámec pre ekonomickú analýzu

KEY_TCAPARS
3
8
4
8
15

## Annex3
	company, city, country					EN	EN	BG	CAT	CZ	DE	ES	FR	IT	PL	SI	SK
	Annex 3: Nomenclature and definition of energy flows					0

	UPH/UPC	(useful process heat / cooling) : heat (cooling) delivered to a process (measured at the entrance of the process heat exchanger)					(useful process heat / cooling) : heat (cooling) delivered to a process (measured at the entrance of the process heat exchanger)	(useful process heat / cooling) : heat (cooling) delivered to a process (measured at the entrance of the process heat exchanger)	(useful process heat / cooling) : heat (cooling) delivered to a process (measured at the entrance of the process heat exchanger)	(useful process heat / cooling) : heat (cooling) delivered to a process (measured at the entrance of the process heat exchanger)	(useful process heat / cooling) : heat (cooling) delivered to a process (measured at the entrance of the process heat exchanger)	(Prozessnutzwärme/kälte): Wärme (Kälte), einem Prozess zugeführte Wärme oder Kälte (beim Eingang in den Prozesswärmetauscher gemessen).	(calor/ frío útil de proceso) : calor (frío) introducido en un proceso (medido a la entrada del intercambiador de calor del proceso).	(useful process heat / cooling) : heat (cooling) delivered to a process (measured at the entrance of the process heat exchanger)	(useful process heat / cooling) : heat (cooling) delivered to a process (measured at the entrance of the process heat exchanger)	(useful process heat / cooling) : heat (cooling) delivered to a process (measured at the entrance of the process heat exchanger)	(useful process heat / cooling) : heat (cooling) delivered to a process (measured at the entrance of the process heat exchanger)	(Užitočné procesné teplo / chlad): teplo (chladenie) dodané procesu (merané pri vstupe do výmenníka tepla)
	USH/USC	(useful supply heat / cooling): heat (cooling) generated by the heat (cooling) supply system (boilers, burners, chillers, etc) and delivered to different heat (cooling) consuming processes in form of steam, hot air, hor water, chilled water, etc.					(useful supply heat / cooling): heat (cooling) generated by the heat (cooling) supply system (boilers, burners, chillers, etc) and delivered to different heat (cooling) consuming processes in form of steam, hot air, hor water, chilled water, etc.	(useful supply heat / cooling): heat (cooling) generated by the heat (cooling) supply system (boilers, burners, chillers, etc) and delivered to different heat (cooling) consuming processes in form of steam, hot air, hor water, chilled water, etc.	(useful supply heat / cooling): heat (cooling) generated by the heat (cooling) supply system (boilers, burners, chillers, etc) and delivered to different heat (cooling) consuming processes in form of steam, hot air, hor water, chilled water, etc.	(useful supply heat / cooling): heat (cooling) generated by the heat (cooling) supply system (boilers, burners, chillers, etc) and delivered to different heat (cooling) consuming processes in form of steam, hot air, hor water, chilled water, etc.	(useful supply heat / cooling): heat (cooling) generated by the heat (cooling) supply system (boilers, burners, chillers, etc) and delivered to different heat (cooling) consuming processes in form of steam, hot air, hor water, chilled water, etc.	(Nutzwärme/-kälte): die im Wärme- oder Kälteversorgungssystem (Heizkessel, Brenner, Kältekompressor) erzeugte Wärme oder Kälte, die den verschiedenen wärme- oder kälteverbrauchenden Prozessen in Form von Dampf, heißer Luft, heißem oder Kaltwasser usw. zugeführt wird.	(calor/frío útil de suministro): calor (frío) generado por el sistema de suministro de calefacción (refrigeración) (calderas, quemadores, enfriadoras, etc) y entregada a diferentes procesos de consumo de calor en forma de vapor, aire caliente, agua caliente, agua refrigerada etc.	(useful supply heat / cooling): heat (cooling) generated by the heat (cooling) supply system (boilers, burners, chillers, etc) and delivered to different heat (cooling) consuming processes in form of steam, hot air, hor water, chilled water, etc.	(useful supply heat / cooling): heat (cooling) generated by the heat (cooling) supply system (boilers, burners, chillers, etc) and delivered to different heat (cooling) consuming processes in form of steam, hot air, hor water, chilled water, etc.	(useful supply heat / cooling): heat (cooling) generated by the heat (cooling) supply system (boilers, burners, chillers, etc) and delivered to different heat (cooling) consuming processes in form of steam, hot air, hor water, chilled water, etc.	(useful supply heat / cooling): heat (cooling) generated by the heat (cooling) supply system (boilers, burners, chillers, etc) and delivered to different heat (cooling) consuming processes in form of steam, hot air, hor water, chilled water, etc.	(Užitočné dodávky tepla / chladu): teplo (chladenie) generuje teplo (chladenie) napájanie systému (kotly, horáky, chladiče, atď) a dodal sa inou tepla (chladenie) náročné procesy vo forme pary, horúceho vzduchu, hôr voda , chladené vody, apod
	FEC	(final energy consumption): energy that enters the company as fuels (expressed in LCV), electricity and district heat / cooling (FEC=FET+FEO)					(final energy consumption): energy that enters the company as fuels (expressed in LCV), electricity and district heat / cooling (FEC=FET+FEO)	(final energy consumption): energy that enters the company as fuels (expressed in LCV), electricity and district heat / cooling (FEC=FET+FEO)	(final energy consumption): Energy that enters the company as fuels (expressed in LCV), electricity and district heat / cooling (FEC=FET+FEO)	(final energy consumption): Energy that enters the company as fuels (expressed in LCV), electricity and district heat / cooling (FEC=FET+FEO)	(final energy consumption): Energy that enters the company as fuels (expressed in LCV), electricity and district heat / cooling (FEC=FET+FEO)		(consumo de energía final): energía que entra en la planta como combustible (expresado en p.c.i.), electricidad y calefacción/refrigeración central.	(final energy consumption): Energy that enters the company as fuels (expressed in LCV), electricity and district heat / cooling (FEC=FET+FEO)	(final energy consumption): Energy that enters the company as fuels (expressed in LCV), electricity and district heat / cooling (FEC=FET+FEO)	(final energy consumption): Energy that enters the company as fuels (expressed in LCV), electricity and district heat / cooling (FEC=FET+FEO)	(final energy consumption): Energy that enters the company as fuels (expressed in LCV), electricity and district heat / cooling (FEC=FET+FEO)	(Konečná spotreba energie): Energia, ktorá vstupuje do spoločnosti ako palivo (vyjadrené v LCV), elektriny a diaľkového vykurovania / chladenia (FEC = FET + FeO)
	FET	(final energy consumption for thermal uses): final energy consumed for thermal (heating or cooling) uses incl. electricity used for air conditioning and cooling and in electrical heating					(final energy consumption for thermal uses): final energy consumed for thermal (heating or cooling) uses incl. electricity used for air conditioning and cooling and in electrical heating	(final energy consumption for thermal uses): final energy consumed for thermal (heating or cooling) uses incl. electricity used for air conditioning and cooling and in electrical heating	(final energy consumption for thermal uses): Final energy consumed for thermal (heating or cooling) uses incl. electricity used for air conditioning and cooling and in electrical heating	(final energy consumption for thermal uses): Final energy consumed for thermal (heating or cooling) uses incl. electricity used for air conditioning and cooling and in electrical heating	(final energy consumption for thermal uses): Final energy consumed for thermal (heating or cooling) uses incl. electricity used for air conditioning and cooling and in electrical heating	(Endenergieverbrauch): Endenergiemenge, die in das Unternehmen in Form von Brennstoffen (unterer Heizwert), Elektrizität und Fernwärme oder –kälte geliefert wird (FEC=FET+FEO)	(consumo de energía final para usos térmicos): energía final consumida para usos de calentamiento o enfriamiento incluyendo la electricidad usada para el aire acondicionado y calefacción eléctrica.	(final energy consumption for thermal uses): Final energy consumed for thermal (heating or cooling) uses incl. electricity used for air conditioning and cooling and in electrical heating	(final energy consumption for thermal uses): Final energy consumed for thermal (heating or cooling) uses incl. electricity used for air conditioning and cooling and in electrical heating	(final energy consumption for thermal uses): Final energy consumed for thermal (heating or cooling) uses incl. electricity used for air conditioning and cooling and in electrical heating	(final energy consumption for thermal uses): Final energy consumed for thermal (heating or cooling) uses incl. electricity used for air conditioning and cooling and in electrical heating	(Konečná spotreba energie pre tepelné použitie): Záverečná energia spotrebovaná na termálne (vykurovanie alebo chladenie) používa vr. elektrickej energie spotrebovanej pre klimatizáciu a chladenie a elektrické vykurovanie
	FEO	(final energy consumption for other uses): final energy consumed for non-thermal uses (machinery, lighting, transportation, etc).					(final energy consumption for other uses): final energy consumed for non-thermal uses (machinery, lighting, transportation, etc).	(final energy consumption for other uses): final energy consumed for non-thermal uses (machinery, lighting, transportation, etc).	(final energy consumption for other uses): Final energy consumed for non-thermal uses (machinery, lighting, transportation, etc).	(final energy consumption for other uses): Final energy consumed for non-thermal uses (machinery, lighting, transportation, etc).	(final energy consumption for other uses): Final energy consumed for non-thermal uses (machinery, lighting, transportation, etc).	(Endenergieverbrauch für thermische Anwendungen): Endenergie, die für thermische (Wärme oder Kälte) Anwendungen benötigt wird, inkl. Strom für Klimaanwendungen und Kühlung und für elektrische Heizsysteme	(consumo de energía final para otros usos (no térmicos): energía final consumida para usos no térmicos.	(final energy consumption for other uses): Final energy consumed for non-thermal uses (machinery, lighting, transportation, etc).	(final energy consumption for other uses): Final energy consumed for non-thermal uses (machinery, lighting, transportation, etc).	(final energy consumption for other uses): Final energy consumed for non-thermal uses (machinery, lighting, transportation, etc).	(final energy consumption for other uses): Final energy consumed for non-thermal uses (machinery, lighting, transportation, etc).	(Konečná spotreba energie pre ďalšie použitie): Záverečná energia spotrebovaná na netepelné použitie (stroje, osvetlenie, doprava, atď).
	PEC	(primary energy consumption): amount of energy necessary for generating the required energy supply, taking into account the energy losses due to transformation and transportation. It is obtained by applying conversion factors (see annex1) to the final energy (PEC=FEC*factor; PEC=PET+PEO)					(primary energy consumption): amount of energy necessary for generating the required energy supply, taking into account the energy losses due to transformation and transportation. It is obtained by applying conversion factors (see annex1) to the final energy (PEC=FEC*factor; PEC=PET+PEO)	(primary energy consumption): amount of energy necessary for generating the required energy supply, taking into account the energy losses due to transformation and transportation. It is obtained by applying conversion factors (see annex1) to the final energy (PEC=FEC*factor; PEC=PET+PEO)	(primary energy consumption): Amount of energy necessary for generating the required energy supply. It is obtained by applying conversion factors (see annex1) to the final energy (PEC=FEC*factor; PEC=PET+PEO)	(primary energy consumption): Amount of energy necessary for generating the required energy supply. It is obtained by applying conversion factors (see annex1) to the final energy (PEC=FEC*factor; PEC=PET+PEO)	(primary energy consumption): Amount of energy necessary for generating the required energy supply. It is obtained by applying conversion factors (see annex1) to the final energy (PEC=FEC*factor; PEC=PET+PEO)	(Endenergieverbrauch für andere Anwendungen): Endenergie, die für nicht-thermische Anwendungen (Maschinen, Beleuchtung, Transport, etc.) benötigt wird	(consumo de energía primaria): cantidad total de energía necesaria para generar el suministro de energía requerido, teniendo en cuenta las pérdidas en todos los diferentes pasos del transformación y transporte. Se obtiene multiplicando el consumo de energía final por los factores de conversión (ver anexo 1) (PEC=FEC*factor; PEC=PET+PEO).	(primary energy consumption): Amount of energy necessary for generating the required energy supply. It is obtained by applying conversion factors (see annex1) to the final energy (PEC=FEC*factor; PEC=PET+PEO)	(primary energy consumption): Amount of energy necessary for generating the required energy supply. It is obtained by applying conversion factors (see annex1) to the final energy (PEC=FEC*factor; PEC=PET+PEO)	(primary energy consumption): Amount of energy necessary for generating the required energy supply. It is obtained by applying conversion factors (see annex1) to the final energy (PEC=FEC*factor; PEC=PET+PEO)	(primary energy consumption): Amount of energy necessary for generating the required energy supply. It is obtained by applying conversion factors (see annex1) to the final energy (PEC=FEC*factor; PEC=PET+PEO)	(Spotreba primárnej energie): Množstvo energie potrebnej pre generovanie požadovaného energetického zásobovania. To sa získa za použitia konverzné faktory (pozri annex1) na konečnú energiu (PEC = FEC * faktor; PEC = PET + PEO)
	PET	(primary energy consumption for thermal uses): amount of energy necessary for generating the required energy supply for thermal (heating or cooling) uses incl. electricity used for air conditioning and cooling and in electrical heating					(primary energy consumption for thermal uses): amount of energy necessary for generating the required energy supply for thermal (heating or cooling) uses incl. electricity used for air conditioning and cooling and in electrical heating	(primary energy consumption for thermal uses): amount of energy necessary for generating the required energy supply for thermal (heating or cooling) uses incl. electricity used for air conditioning and cooling and in electrical heating	(primary energy consumption for thermal uses): Amount of energy necessary for generating the required energy supply for thermal (heating or cooling) uses incl. electricity used for air conditioning and cooling and in electrical heating	(primary energy consumption for thermal uses): Amount of energy necessary for generating the required energy supply for thermal (heating or cooling) uses incl. electricity used for air conditioning and cooling and in electrical heating	(primary energy consumption for thermal uses): Amount of energy necessary for generating the required energy supply for thermal (heating or cooling) uses incl. electricity used for air conditioning and cooling and in electrical heating	Primärenergieverbrauch: Energiemenge, die für die Erzeugung der Energieversorgung benötigt wird. Diese wird über Umrechnungsfaktoren (siehe Annex 1) aus dem Endenergieverbrauch berechnet (PEC=FEC*factor; PEC=PET+PEO)	(consumo de energía primaria para usos térmicos): cantidad total de energía necesaria para generar el suministro de energía requerido para usos térmicos (calentar, enfriar) incluyendo la electricidad usada para el aire acondicionado y calefacción eléctrica.	(primary energy consumption for thermal uses): Amount of energy necessary for generating the required energy supply for thermal (heating or cooling) uses incl. electricity used for air conditioning and cooling and in electrical heating	(primary energy consumption for thermal uses): Amount of energy necessary for generating the required energy supply for thermal (heating or cooling) uses incl. electricity used for air conditioning and cooling and in electrical heating	(primary energy consumption for thermal uses): Amount of energy necessary for generating the required energy supply for thermal (heating or cooling) uses incl. electricity used for air conditioning and cooling and in electrical heating	(primary energy consumption for thermal uses): Amount of energy necessary for generating the required energy supply for thermal (heating or cooling) uses incl. electricity used for air conditioning and cooling and in electrical heating	(Spotreba primárnej energie pre tepelné použitie): Množstvo energie potrebnej pre generovanie požadované dodávky energie pre tepelné (kúrenie alebo chladenie) používa vr. elektrickej energie spotrebovanej pre klimatizáciu a chladenie a elektrické vykurovanie
	PEO	(primary energy consumption for other uses): amount of energy necessary for generating the required energy supply for non-thermal uses (machinery, lighting, transportation, etc).					(primary energy consumption for other uses): amount of energy necessary for generating the required energy supply for non-thermal uses (machinery, lighting, transportation, etc).	(primary energy consumption for other uses): amount of energy necessary for generating the required energy supply for non-thermal uses (machinery, lighting, transportation, etc).	(primary energy consumption for other uses): Amount of energy necessary for generating the required energy supply for non-thermal uses (machinery, lighting, transportation, etc).	(primary energy consumption for other uses): Amount of energy necessary for generating the required energy supply for non-thermal uses (machinery, lighting, transportation, etc).	(primary energy consumption for other uses): Amount of energy necessary for generating the required energy supply for non-thermal uses (machinery, lighting, transportation, etc).	(Primärenergieverbrauch für thermische Anwendungen): Energiemenge, die für die Erzeugung der benötigten Energieversorgung für thermische Anwendungen (Wärme, Kälte), inkl. Strom für Klimaanwendungen und Kühlung und in elektrischen Heizungen benötigt wird.	(consumo de energía primaria para otros usos): cantidad total de energía necesaria para generar el suministro de energía requerido para otros usos (maquinaria, iluminación, transporte, etc).	(primary energy consumption for other uses): Amount of energy necessary for generating the required energy supply for non-thermal uses (machinery, lighting, transportation, etc).	(primary energy consumption for other uses): Amount of energy necessary for generating the required energy supply for non-thermal uses (machinery, lighting, transportation, etc).	(primary energy consumption for other uses): Amount of energy necessary for generating the required energy supply for non-thermal uses (machinery, lighting, transportation, etc).	(primary energy consumption for other uses): Amount of energy necessary for generating the required energy supply for non-thermal uses (machinery, lighting, transportation, etc).	(Spotreba primárnej energie pre ďalšie použitie): Množstvo energie potrebnej pre generovanie požadované dodávky energie pre non-tepelné použitie (stroje, osvetlenie, doprava, atď).

				0
				0
				0
				0
				0
				0
				0
				0
				0
				0
KEY_TCAPARS
2
8
3
8
15

## Annex3_Title
company, city, country
Annex 2: Questionnaire with Industry Data

Annex 2: Questionnaire with Industry Data

## EINSTEIN-II_Summary
	Company type and identification (optional)					Company size					Global data on energy consumption					Temperature dependency of UPH			Temperature dependency of UPH			Saving potential					Economic indicators
ID	Company Name (*)	City (*)	Country	NACE-Code	Branch	Main product(s)	No. workers	Turnover	Added Value	Production volume	Building size (incl. office)	Major heat & cold consuming processes (max. 3)	PEC	PET	FEC (el)	FEC (fuel)	partial / total site data ? (**)	UPH / total	UPH / < 250 ºC	UPH / < 100 ºC	UPC / total	UPC < 5 ºC	UPC < 30 ºC	Total saving potential (PET)	Total saving potential – relative to PEC	Reduction GHG emissions	Saving Potential PO (PET)	Saving Potential PO+HR (PET)	Savings PO / (ref.: PET)	Savings HR / (ref.: PET)	Savings Supply / (ref.: PET)	Most promising saving measure(s)	Total investment required	Yearly net savings (energy and O&M costs)	MIRR	Maximum allowed pay-back	Additional Cost PE Savings	Electricity Tariff	Fuel tariff	Other specific comments
				M€	M€	(specify units)			MWh	MWh	MWh	MWh		MWh	MWh	MWh	MWh	MWh	MWh	MWh	-	t CO2 equiv.	MWh	MWh	-	-	-	-	€	€	-	a	€/MWh	€/MWh	€/MWh LCV	-
DE01	MyCompany ShortName	MyCity	Germany	DA15.80	Food industry	canned food (soups, vegetables, …)	999	999,00	n/a	999 t	n/a	potato dryers / dehumification of process air	2	2	0	1.500	total	b	99	99	b	99	99	0	0,00%	99	99	99	4950,00%	0,00%	-4950,00%	PO+HR+CHP (Gas turbine)	xxxx	99	xxxx	4,0	-60,6	123	35	High importance of cooling water costs: about 5 €/m3

				(**) partial: data include only a part of a production site
Graphical overview					Prozess Optimisation	Heat Recovery	System Optimization
				Company / Saving potential [% of PET]

	BLUE CELLS TO BE FILLED IN MANUALLY !!!